## Table
Table of Contents
Attachment Number | Attachment Title
J-1502000-01 (MCSF-BI) | Definitions and Acronyms
J-1502000-02 (MCSF-BI) | References and Technical Documents
J-1502000-03 (MCSF-BI) | Sample of Historical E/U/R Work Orders
J-1502000-04 (MCSF-BI) | Sample of Historical Project Work Orders
J-1502000-05 (MCSF-BI) | Auxiliary Generator Systems
J-1502000-06 (MCSF-BI) | Cathodic Protection System Inventory
J-1502000-07 (MCSF-BI) | Compressed Air Systems
J-1502000-08 (MCSF-BI) | Crane and Railroad Trackage Inventory
J-1502000-09 (MCSF-BI) | Facilities Systems and Equipment
J-1502000-10 (MCSF-BI) | Fire Protection Systems Inventory
J-1502000-11 (MCSF-BI) | Irrigation Equipment and Systems Inventory
J-1502000-12 (MCSF-BI) | Unfired Pressure Vessels (UPV)
J-1502000-13 (MCSF-BI) | Vertical Transportation Equipment (VTE) Systems
J-1502000-14 (MCSF-BI) | Blast, Paint and Drying Systems
J-1502000-15 (MCSF-BI) | Boiler Systems
J-1502000-16 (MCSF-BI) | HVAC and Refrigeration Systems
J-1502000-17 (MCSF-BI) | Temperature Standards for HVAC and Refrigeration Systems
J-1502000-18 (MCSF-BI) | Railroad Signal and Battery House Systems and Equipment
J-1502000-19 (MCSF-BI) | Backflow Prevention Devices
J-1502000-20 (MCSF-BI) | Drop Door Inventory
J-1502000-21 (MCSF-BI) | Lighting Systems
J-1502000-22 (MCSF-BI) | Roofing Systems
J-1502000-23 (MCSF-BI) | Lift Stations
J-1502000-24 (MCSF-BI) | Portalets
J-1502000-25 (MCSF-BI) | Holding Tanks
J-1502000-26 (MCSF-BI) | Oily Water Separators
J-1502000-27 (MCSF-BI) | Direct Digital Control (DDC) System Inventory
J-1502000-28 (MCSF-BI) | Fuel Storage Tank and Berm Inventory

## 01-Definitions and Acronyms
Attachment J-1502000-01
Definitions and Acronyms – MCSF-BI
Definition | Description
Crane, Category 1 | Portal cranes, Hammerhead cranes, Locomotive cranes, Derricks, Floating cranes (YD), Tower cranes, Container cranes, Mobile cranes (except those indicated as category 4), including truck, cruiser, crawler, warehouse/industrial cranes, and cranes used for dragline, pile driving, clamshell, magnet, bucket work, and Aircraft crash cranes.
Crane, Category 2 & 3 | Cranes with rated capacities of 20,000 pounds or greater are category 2. Examples are Overhead traveling cranes, Gantry cranes (rail mounted), Wall cranes, Jib cranes, Pillar cranes, Pillar jib cranes, Monorails and associated hoists, Fixed hoists including chain falls. Pedestal mounted commercial boom assemblies (fixed length, telescoping, and articulating types) attached to stake trucks, trailers, flatbeds, or railcars, or stationary mounted to piers, etc., with OEM rated capacities less than 2,000 pounds.
Crane, Category 4 | Commercial truck mounted cranes, Truck mounted articulating boom cranes, Pedestal mounted commercial boom assemblies (fixed length, telescoping, and articulating types) attached to stake trucks, trailers, flatbeds, or railcars, or stationary mounted to piers, etc., with OEM rated capacities of 2,000 pounds and greater. Commercial truck mounted cranes and truck mounted articulating boom cranes with OEM capacities of 2,000 pounds and greater require a licensed operator even if the cranes are down rated below 2,000 pounds capacity for administrative purposes.
Equipment, Collateral | Encompasses built-in and large substantially affixed equipment/property that is normally acquired and installed as part of a facility project.
Equipment, Installed | Encompasses building-type equipment, built-in equipment, and large, substantially affixed equipment/property, and is normally acquired and installed as part of a facility project. Installed equipment is normally required to make a facility useful and operable. Removing such equipment would impair the usefulness, safety, or environment of the facility or the facility restoration work required after its removal, is substantial.
Equipment, Personal Property | Personal property equipment includes all equipment other than collateral equipment. Such equipment, when acquired and used in a facility or a test apparatus, can be severed and removed aster erection or installation without substantial loss of value or damage thereto or to the premises where installed.
Facilities Life Cycle | A facilities life cycle is divided into four stages, requirements (planning and design), acquisition (construction and acceptance), stewardship (operations, maintenance and repair), and disposal.
Facilities Maintenance Management | The planning, prioritizing, organizing, controlling, reporting, evaluating, and adjusting of facilities maintenance operations to support the CNO/NAVFAC facilities policy and objectives and satisfy customers’ facility needs. Defined by the International Facility Management Association as “the practice of coordinating the physical workplace with the people and work of the organization.”
Integrated Maintenance Program (IMP) | IMP is a recurring state-of-the-art, reliability-centered inspection, testing, maintenance and repair program that determines best practices for managing the functions and consequences of failures of facilities equipment and system components. IMP encompasses accepted commercial practices, including reactive, preventive, predictive and proactive maintenance, into one optimal program. The IMP approach gives the Contractor full responsibility to maintain systems and equipment and perform repairs whenever necessary to ensure equipment and systems are operational and remain in a constant state of readiness. Service Orders will not be issued for accomplishment of repairs on systems and equipment maintained under IMP.
Life-Cycle Costs | A form of economic analysis that considers the total cost of owning, operating, and maintaining a building or system over its useful life.
Maintenance, Preventive | Maintenance designed to increase the availability of the facilities/equipment by reducing the number of unexpected breakdowns or service interruptions. It is any planned maintenance activity that improves equipment life and avoid any unplanned maintenance requirements.
Management Information Systems-Maintenance | A computerized system that will provide sufficient information for management to evaluate differences between budgets and actual costs and evaluate performance.
Repair | Repair is the restoration of facilities or equipment to such a condition that it may be effectively utilized for its designated purposes by overhaul, reconstruction, or replacement of constituent parts or materials which have deteriorated by action of the elements or usage, and which have not been corrected through maintenance. This term also applies to replacement of the entire unit or system if beyond economical repair. The intent of repair is to have the equipment at normal working condition.
Replacement | Replacement, as a distinct work element, is confined to a program of planned replacement of a facility or its components. It may be further limited to major components such as air conditioning compressors, furnaces or hot water heaters. Replacement is performed when the equipment has reached the end of its useful life; when it no longer can perform due to degradation of its internal components and repair is no longer cost effective. Included under the replacement would be the major rebuilding of any component, since rebuilding also restores performance.
Restoration | Restoration of real property to such a condition that it can be used for its intended purpose. Includes repair or replacement work to restore facilities damaged by inadequate sustainment, excessive age, natural disaster, fire, accident or other causes.
Sustainment | Maintenance and repair activities necessary to keep a typical inventory of facilities in “normal working condition”. Sustainment includes regularly scheduled maintenance as well as cyclical major repairs or replacement of components that occur periodically over the expected service life of the facilities.
Weight Handling Equipment (WHE) | Weight handling equipment consists of cranes (e.g., portal cranes, jib cranes), rigging gear (e.g., slings, shackles), and associated equipment (e.g., portable hoists, dynamometers). For purposes of this technical sub-annex, WHE does not include mobile or transportable truck, crawler, and railway mounted locomotive cranes covered in 1700000 BSVE.
Acronym | Title
ACO | Administrative Contracting Officer
BPVC | Boiler and Pressure Vessel Code
BW | Biweekly
CDR | Contract Discrepancy Report
CIA | Controlled Industrial Area
CMMS | Computerized Maintenance Management System
COR | Condition of Readiness
DBH | Diameter at Breast Height
DoD | Department of Defense
DoN | Department of Navy
DRMO | Defense Reutilization Management Office
EPA | Environmental Protection Agency
EPCRA | Emergency Planning and Community Right-to-Know Act
FAR | Federal Acquisition Regulation
FFP | Firm Fixed Price
FIFRA | Federal Insecticide, Fungicide, and Rodenticide Act
FSC | Facility Support Contract
GFE | Government-furnished Equipment
GFF | Government-furnished Facilities
GFM | Government-furnished Materials
GPWS | Guide Performance Work Statements
HCA | Head Contracting Agency
HVAC | Heating, Ventilation, and Air Conditioning
ICAP | Infrastructure Condition Assessment Program
ICP | Integrated Contingency Plan
IDIQ | Indefinite Delivery Indefinite Quantity
IFLOLS | Improved Fresnel Lens Optical Landing System
IPM | Integrated Pest Management
IPMIS | Integrated Pest Management Information System
IPMP | Integrated Pest Management Plan
KO | Contracting Officer
LAN | Local Area Network
M | Monthly
MSDS | Material Safety Data Sheets
NFPA | National Fire Protection Association
NAVFAC | Naval Facilities Engineering Command
NMCI | Navy Marine Corps Intranet
NOSC | Navy-On-Scene Coordinator
PAP | Performance Assessment Plan
PAR | Performance Assessment Representative
PAW | Performance Assessment Worksheet
PEO | Program Executive Officer
PM | Project Manager
PRCSP | Permit Required Confined Space Program
PWS | Performance Work Statement
Q | Quarterly
QC | Quality Control
RPIE | Real Property Inventory Equipment
SC | Security Clearances
SCADA | Supervisory Control And Data Acquisition
SM | Semimonthly
SOP | Standard Operating Procedures
SPAR | Senior Performance Assessment Representative
SRM | Sustainment, Restoration and Modernization
TE | Technical Evaluation
UFC | Unified Facilities Criteria
UPV | Unfired Pressure Vessel
VIQ | Variation in Quantity
WBS | Work Breakdown Structure

## 02-References
Attachment J-1502000-02
References
NAVFAC P-307 | Management of Weight Handling Equipment
UG-2029-ENV | Cross-Connection Control and Backflow Prevention Program
NAVFAC MO-118 | Inspection of Vertical Transportation Equipment
OPNAVINST 5090.1D | Environmental. Readiness Program
NAVSEA OP-5 | Ammunition and Explosives Ashore: Safety Regulations for Handling, Storing, Production, Renovation and Shipping
UFC 3-601-02 | Inspection, Testing, and Maintenance of Fire Protection Systems
UFC 3-570-06 | Cathodic Protection Systems

## 03-Sample of Hist. Work Orders
Attachment J-1502000-03 Sample of Historical Service Orders - MCSF-BI
Facility # | SO# | Description
100 | 6653466 | Covert existing solid (1) piece door (Left side only) into a (2) piece Dutch door, match hardware used on B100 door 122A (Contracts)
104 | 6938903 | Install 120v/20amp dedicated duplex outlet with all wires, conduit and breakers needed to provide power to coffee machine.
110 | 3655183 | The paint is peeling off the walls at the control room window. Repair, prime and paint to match existing finish. Install (2) new 36"x48" cork boards, see attachment for locations.
111 | 6591856 | (Inbound Gate Arms (2)) Replace all rusted hardware to include all chains, washers, bolts and nuts with stainless steel. Perform corrosion control on arm pedestal controllers (2) Prime and paint white.
112 | 6864809 | Clean floors, walls, windows, vents, and countertops to include bathroom surfaces.
113 | 3790019 | Panels FHA/FLA Finding 2807: Panel FHA breaker 13 is marked as SPARE, but the breaker is in the ON position. Panel FLA breakers 7, 11, 14, 15,16, 17, 18, 19, 20, 21, 22, 23, 24, 31, 33, and 36 positions are marked as SPARE, but breakers are in the on position
150 | 6226716 | Entrance door to hvac/electrical room/ Request to corrosion control, removing any rust and treating the rusted area on door and frame. Prime, prep, and repaint door and frame,
151 | 3735344 | Request to seal/caulk door thresholds on the east and north side of B151also re-caulk the expansion joints between sidewalks and building
152 | 6112074 | (Various) See attached. Hang plaque shown on attached. Paint dark grey cubicle trim to match other section trim pieces, wipe w/ glass cleaner the two identified exterior windows on the north side (Heavy Pollen)
200 | 7008987 | Men’s restroom 2nd floor sensor controlled faucet is not working. Ladies restroom 2nd floor, no water pressure on both faucets. Repair or replace. New if needed are to be sensor controlled.
350 | 6892451 | office G9 west exterior/ Request to clean,prep and paint the west exterior wall of office G9, located inside B350.
351 | 7038173 | Tire Bay (Overhead Door) Water is coming under the edge of the overhead door in the tire bay; remove and discard old threshold and install newheavy-duty weather tight threshold (Weather Defender XL) at overhead door. Note: Existing threshold was installed in the wrong location.
354 | 5944300 | Finding 3661: The ground fault circuit interrupter (GFCI) outlet did not trip when tested. Repair/replace the GFCI outlet.
355 | 4443604 | Replace/Repair damaged metal flashing above bay door. Repair/seal crack east side of OHD. Replace the rusted pipe strap with stainless steel to include bolts and replace or take apart and clean/degrease plastic pull handle cover
356 | 4441084 | (Battery Admin) See attached. Replace all strut and fastening hardware with stainless steel
360 | 1364685 | Piping inside B360 is marked as LP Gas when it is Natural Gas, remove label LP Gas and relabel with Natural Gas. (see photos)
361 | 6938488 | (CRF Lobby)See attached. Investigate and repair water issue shown. Ensure sprinkler pipe is not leaking, ensure HVAC condensate is not an issue. Ensure roof is not leaking. Repair as required and replace ceiling tile
364T | 2648961 | 364T (Lark Shelter) See attached. Repair door handle lockset on man door on west facing side of structure. Remove the equipment off-set tape shown in attached and replace with painted lines. Colors and dimensions shall match existing tape.
368 | 6890543 | B368/Equipment Parking Lot Infill numerous potholes with government provided crushcrete. Verify with KBR on any additional potholes that might need filling in the lot
369 | 5769576 | B369/ Request to make the two outlets on the countertop near the microwave separate circuits.
389 | 4210837 | B389/EAF Skylight leak on 1st skylight on right when you come in east door. Also there is insulation that is hanging down from the ceiling in the northeast corner. Repair or Replace.
390 | 5792232 | The sinks in the shop have the risk of cross contamination, please install hose bib anti-siphon/vacuum breakers on both sinks.
392 | 5183016 | (Clean Room) The shower in the clean room behind our Paint Booth (Bldg.392) has low pressure
394 | 3270261 | Damaged Outlet Safety Finding 2658Electrical Outlet shows signs of burning/short circuit; Replace Outlet.
396 | 2542168 | Prep, prime and Paint service door on the eastside.
397 | 6998635 | Request to add a hose bibb to an existing water line in the south side of B397
400 | 2706301 | Procure and Install FLT730 oily water filter bucket. It should replace the existing air compressor blowdown tote with the new pass through system
420 | 4485001 | Safety Finding #3000- Per the attached finding provide and install metal angle toe board painted yellow as shown on 2nd attachment to prevent items falling off deck onto personnel below
450 | 6404773 | 450 Low Bay See attached- Remove cobwebs and wipe down insulation batting between columns A8 and D8 Highlighted on the attached
451 | 6656423 | (Haz Forklift Storage Building) Per the attached Disconnect existing defective charger and connect KBR provided charger.
452 | 5233484 | (HAZ Mat Transfer Fac.) Replace defective scale at HAZ MAT transfer facility. Move old scale to connex until we can verify property account status.
453 | 2534821 | 453 (High Bay Lights) Inspect light fixtures per DON Tracker 2022-290 1.1.1.1: Advisory for High Bay Facility Luminaire Suspension Supports for proper support configuration (Attached at B453). There are (12) fixtures . Take photos of fixture supports.
454 | 6855847 | (Skylight between D13 and D14) Repair leaking skylight between columns D13 and D14.
457 | 6413889 | Clean broken glass front entrance to 457. Remove/ensure glass shards are removed from existing door frame and safety issue is abated. Replace broken glass matching existing tinting as close as posssible.
550 | 7009342 | Request to replace backflow preventer (Febco PVB 1.5” 765 SN: AB6710) with new Wilkins RP 1.5” Model 975XL2 lead free and raise inlet riser, support outlet with 4x4 wood post, reuse current shut off valves and piping outlet. Includes certification.
551 | 2703541 | Procure and install (6) bollard sleeves on the bollards shown. Pressure wash building front face outlines in red on the attached
552 | 4140387 | Safety Finding 2877 (See attached) Provide and install self- closing hardware for the (2) man doors at building 552
554 | 2648949 | MBOS Joint Inspection Building 554 (3/10/2022) See attached. Install new doors sweeps on both man doors. Exterior siding- Remove rust to bare metal on area shown on the attached. Treat and prime with corrosion inhibitor, seal hole with appropriate bondo for surface and paint
555 | 4489011 | (Cast in Place restroom by 364T) Please replace existing broken porcelain sink with wall mounted single drain stainless steel sink. Overall length shall be a minimum of 18" bowl length 14" width 10" goosneck faucet.
686 | 3012615 | Request to replace the 5 ignitor tubes on the gas grill located at B686/ picnic shelter. Bottoms of ignitor tubes are worn and will not allow ignitors to light grill.
687 | 6594833 | Tennis court/ Request to repair fence post at the tennis court that were damaged during high wind event
810T | 3382719 | ( Clam 4 ) Safety issue- Replace missing ground box cover next to transformer on north-side of clamshell. Replace existing 60 amp Disconnect shown in the attached. To include support strut with stainless steel.
811T | 5351681 | Replace stop sign at 811T entrance apron. Replace shall include sign, post with new breakaway round post, and all mounting hardware with either stainless steel or aluminum.
815 | 2249576 | (Armory) Install asphalt under fence and raise berm to within 2 inches of fence along the entire perimeter of fenced in area. Secure area will require coordination for access.
825 | 7041805 | (Scale House) Replace existing traffic Light fixture at the scale house with new KBR provided fixture. New fixture is located in the scale house.
860T | 2605878 | crossmember trust up high in the highway at 860 T that the bolt came out of it
861T | 1002889 | pressure wash the exterior slab and sidewalk at 861T SITF Sprung Shelter
930 | 152724 | PERFORM MAGNETIC SWEEP OF LITERAGE YARD

## 04-Sample of Hist. Projects
1502000 J-04 Sample Of Historical Project WO's
CAT/TO | IDIV REF# | WO# | Location | WO Description
CAT III U | #2021-11-001 | 1885244 | B100 | Provide camera and video of sanitary sewer line on the firstfloor of building 100 from room 118 (womens bathroom) to the manhole south side of building to determine existing conditions of the line. Provide report of findings to IDIV
TO | #2021-01-008 | 1106458 | B104 | Remove 6 Ton HVAC and replace with (2) 2.5 ton Heat Pumps
TO | #2021-04-002 | 1290054 | B152 | Install fixed type 72" x 48" picture window and pervious gravel surfaced parking area capable of parking 13 vehicles includes paver edging and concrete parking bumpers
CAT III R | #2022-11-002 | 3892201 | 870 Overflow Parking Shoreline | Repair washed out areas around the perimeter of the Security Jigsaw Camera concrete pedestal. Repairs should include forming and shoring around the existing pedestal using ½” rebar and filling with flowable concrete.
TO | #2023-01-014 | 4145190 | 450 | Project remodels two restroom/locker rooms male and female on the lower South-side of facility B450. replace ceiling grid and tiles, Replace sink, Replace shower valves, Paint walls, Clean and seal tiled floor, regrout, replace escutcheon plates for fire sprinkler heads, replace lockers, HVAC registers, replace lighting with LED, Provide and install pedestal benches.
CAT II R | #2023-06-005 | 4831277 | 200 | Request to procure and install aprox. 40ft of aluminum safety yellowhandrail between the stormdrain culvert and gazebo 641 near B 200
CAT IV R | #2023-05-001 | 4669558 | 554 | Procure and install to include electrically (2) 30in, 120V, swivel mount Aireye fans. Power Panel shall be updated to include fan circuits. Fans shall be mounted at general areas shown on the attached floor plan. Fans shall be mounted minimum 10' from floor. Occupancy sensors are not required. Attached: Fan Spec sheet and floor plan
CAT IV U | #2024-06-002 | 6592394 | TR001 | O&A IMP LOL Remove discard existing Bard 3T unit and replace with new and ensure proper operation.
CAT IV E | #2020-04-008 | 486968 | 361 | O&A IMP LOL Cure Booth the touch screen is burnt and needs to be replaced and programmed.
TO | #2024-01-011 | 6117153 | Berth 3 | Make needed repairs to the Unifloat floating dock system Items included. Remove and replace 3 corroded pile guide assemblies to include all rollers and mounting hardware, Assemblies can be galvanized or 316 stainless steel. Remove and replace 1 damaged 10ftx3ft float module. Re-level three(3) finger pier sections removing all pressure treated cover boards and plastic fender material Installing new stainless steel (Type 316 ¾”) tie rodsnew pressure treated cover boards and installing new rubber fender material on cover boards.
TO | #2024-05-002 | 6428035 | 454 | O&A PM LOL Replace saftey edge on high speed roll-up door #8
CAT II E | #2020-07-013 | 701551 | 112 | O&A PM Replace grinder pumps (2) at lift station
TO | #2022-07-002 | 3219431 | ARMAG | Provide a 29' x 46' monolithic concrete slab with perimiter footing, reinforcing, slope, and control joints capable of supporting (1) double wide 53, 700 LB armory.

## 05-Auxiliary Generator Systems
Attachment J 1502000-05
Auxiliary Generator Systems- MCSF-BI
Auxiliary Generator Systems commence at and include the utility isolation point of connection. The Contractor shall develop and implement an IMP program for the Auxiliary Generator Systems and all mechanically and electrically interlocked ancillary parts, equipment, and components of the Auxiliary Generator Systems, such as: batteries, fuel tanks, generator, inverters, rectifiers, regulators, prime mover, pumps, piping, transfer switches, switchgear, meters, monitoring and control systems, uninterruptible power supply, wiring, etc. Fuel tanks shall be inspected and maintained in accordance with Federal, State, Local statutes and regulations, in accordance with DoD, DoN and USMC policies, instructions, orders and guidance.
Asset Number | Asset Location | Facility Number | Description | Transfer Switch | UPS System
| Westside 109 | 109G | 2021 Generac, Model SD400, Diesel, 208/240V, 400KW | Y | N
D4D00856 | 340 | Portable | 2010 Caterpillar, Model XQ80-4, Diesel, 208/240 v, 80 kw | N | N
C44LD4D00855 | 340 | Portable | 2010 Caterpillar, Model XQ80-4, Diesel, 208/240 v, 80 kw | N | N
| 340 | Portable | 2016 Perkins, Model TP30E-60T4iFGT. | N | N
Diesel 277/480 25.6 kw
2090869 | Southside 100 | 100G | 2006 Generac, Diesel, Model 7192580400, 277/480 v, 400 kw | Y
2090534 | Westside 104 | 104G | 2006 Generac, Diesel, Model 7147820100, 277/480 v, 130 kw | Y
2114348 | Northside 200 | 220G | 2013 Generac, Diesel, Model 13817330200, 277/480 v, 560 kw | N
14504 | Eastside 350 | 350G | 1986 Kohler, Propane, Model CSG-6491-600F-F, 208 v, 33 kw | N
| Fuel Station 359 | 359A | Generac SD100 100KW 277/140 | Y
4446908 | South End on Pad 450 | 450G | Generac, Propane, Model QT03524KVAN, 277/480 v, 30 kw | Y
L080227435 | Front Gate Security 710 | 710G | 2009 Cummins, Diesel, Model 0SL9-G2NR3, 277/480 v, 175 kw | Y
L080227438 | Back Gate Security 711 | 714G | 2009 Cummins, Diesel, Model DSGAB-7556068, 277/480 v, 175 kw | Y
Note on B5: [Threaded comment] Your version of Excel allows you to read this threaded comment; however, any edits to it will get removed if the file is opened in a newer version of Excel. Learn more: https://go.microsoft.com/fwlink/?linkid=870924 Comment: @Lizasuain CIV Ricardo D added info in red.

## 06-Cathodic Protection
Attachment J-1502000-06
Cathodic Protection Systems – MCSF-BI
The Contractor shall develop and implement a Cathodic Protection Systems maintenance and repair program for Catodic Protection Systems and all mechanically and electrically interlocked ancillary parts, equipment, and components of the Cathodic Protection Systems, such as: Anodes, Cathodes, DC power sources, solar panels, generators, tranformers, rectifiers, cabling, connections, test meters, test posts, tanks ect.
Asset Number | Asset Location | Facility Number | Description
| small craft Boat ramp | B-224 | Cathodic corrosion protection for steel sheet pile at small craft boat ramp. Test point on northwest corner of ramp. See map.
| Berth 4 Retaining wall | 210 | Cothodic corrosion protection for steel sheet pile portion of berth 4 retaining wall. 2 test points located on west section of 210 retaining wall. See map.
| Berth 2 | 202 | Cathodic corrosion protection for encased, repaired piles.1 test point located on East mooring structure of facility 202. See map.
| Berth 3 Quay wall | 209 | Cathodic corrosion protection for steel sheet pile portion of Berth 3 Quay wall. 2 test points located along quay wall 209
| Berth 3 Finger pier | 205 | cathodic corrosion protection for encased, repaired pile located at north end of Berth 3 finger pier 205, 1 test point north west side of pier. See map.
| Berth 3 finger pier Lighterage piles | 205 | Cathodic corrosion protection for 6 steel encased, concrete filled piles located on west side of facility 205. Each of the 6 piles is a test point. See map.
| Berth 5 | 216 | Cathodic corrosion protection for encased , repaired piles located at Berth 5 facility 216. 2 test points, 1 on west side and 1 on east side. See map.

## 07-Compressed Air Systems
Attachment J-1502000-07
Compressed Air Systems – MCSF-BI
Compressed Air Systems commence at and include the utility isolation point of connection and terminate at the compressed air point of delivery. The Contractor shall develop and implement a PM program for the Compressed Air Systems and all mechanically and electrically interlocked ancillary parts, equipment, and components of the Compressed Air Systems, such as: compressors, regulators, unfired pressure vessels, air drying systems, distribution systems, air supply connectors, monitoring and control systems, electrical disconnects, etc.
Asset Number | Asset Location | Facility Number | Description | Quantity
| Inside Building | 343 | Air Compressor | 1
| East side at Door 14B | 350 | Ingersoll Rand Rotary Screw Air Compressor 40HP | 1
| East side at Door 14B | 350 | Ingersoll Rand Rotary Screw Air Compressor 40HP | 1
| Machine Shop | 350 | Baldor Reliance Air Compressor 5HP | 1
| West side Oil Lube Annex | 350 | FS Curtis dual 25HP ML Series Air Compressor | 1
| Mechanic Bay Westside | 351 | Air Compressor | 1
| Inside Building | 353 | Air Compressor | 1
| Inside Building | 353 | Air Dryer | 1
| Northside of Building | 354 | Air Compressor | 1
| Northside of Building | 354 | Air Dryer | 1
| Lark Shelter | 364T | Air Compressor Rotary Screw Sullair 1800E 15-25 hp | 1
| Inside Building | 360 | Air Compressors, Filters | 2
| Inside Westside | 389 | Air Compressor | 1
| Inside Westside | 389 | Air Dryer | 1
| Eastside on Pad | 390 | Air Compressor | 1
| Eastside of Building | 390 | Air Dryer | 1
| Outside South | 400 | Air Compressor | 1
| South | 450 | Air Compressor | 1
| Eastside | 450 | Air Compressor | 1
| Eastside | 450 | Air Dryer | 1
| Southwest | 550 | Air Compressor 2 hp | 1
| Canopy | 614 | Air Compressor Rotary Screw Campbell-Hausfeld 5hp | 1

## 08- Crane and Railroad Trackage
Attachment J-1502000-08
Crane and Railroad Trackage – MCSF-BI
Map Callout | Asset Number | Asset Location | Description | Size | Quantity
A | Front Gate | 10+28 | Railroad Crossing Light (North American Signal) | N/A | 1
B | S1 | 51+00 - 0+00 | Switch, Rail, (115RE) Main - Spur 1 | 10 | 1
C | S2 | 01+66 - 0+00 | Switch, Rail, (115RE) Spur 1 - Spur 2 | 10 | 1
D | S3 | 33+44 - 84+24 | Switch, Rail, (115RE) Spur 1 - Main | 10 | 1
E | S4 | 35+83 - 87+91 | Switch, Rail, (115RE) Spur 2 - Main | 10 | 1
F | Main | 09+71 - 94+47 | Track, Class 2, Tangent (130PS), Curves (115RE) | 130/115 | 1
G | Spur 1 | 0+00 - 33+44 | Track, Class 2, Tangent (130PS), Curves (115RE) | 130/115 | 1
H | Spur 2 | 0+00 - 35+83 | Track, Class 2, Tangent (130PS), Curves (115RE) | 130/115 | 1
I | Main | 10+28 - 10+89 | Crossing, Rubber, Full Depth (Channel View) | 115RE | 1
J | Main | 11+62 - 13+06 | Crossing, Rubber, Full Depth (Old Entrance) | 115RE | 1
K | Main | 22+03 - 22+39 | Crossing, Rubber, Full Depth (Reef Run Road) | 115RE | 1
L | Main | 46+05 - 46+29 | Crossing, Rubber, Full Depth (Police Training Bldg) | 115RE | 1
M | Main | 52+26 - 52+81 | Crossing, Rubber, Full Depth (Fairleads Blvd) | 115RE | 1
N | Spur 1 | 01+15 - 01+64 | Crossing, Rubber, Full Depth (Fairleads Blvd) | 115RE | 1
O | Main | 60+57 - 60+85 | Crossing, Rubber, Full Depth (Intermodal N.) | 115RE | 1
P | Main | 70+90 - 71+21 | Crossing, Rubber, Full Depth (Intermodal S.) | 115RE | 1
Q | Main | 94+12 - 94+37 | Crossing, Rubber, Full Depth (Back Gate) | 115RE | 1
R | Berth 1 | Pier Side | Gantry Crane, Track 900LF | 175RE | 1
| 350 | 350 | Indoor Elevated Rail | 10 Ton Crane | 1
| 350 | 350 | Indoor Elevated Rail | 25 Ton Crane | 1
| 350 | 350 | Indoor Elevated Rail | 50/15 Ton Crane | 1
| 351 | 351 | Indoor Elevated Rail | 10 Ton Crane | 1
| 361 | 361 | Indoor Elevated Rail | 7.5 Ton Crane | 1
| 390 | 390 | Indoor Elevated Rail | 10 Ton Crane | 1
| 400 | 400 | Indoor Elevated Rail | 1 Ton Crane | 1
| 450 | 450 | Indoor Elevated Rail | 50/15 Ton Crane | 1

## 09-Facilities Systems and Equip
Attachment J-1502000-09
Facilities Systems and Equipment – MCSF-BI
Facilities Systems and Equipment commence at and include the utility isolation point of connection. The Contractor shall develop and implement a PM program for the Facilities Systems and Equipment and all mechanically and electrically interlocked ancillary parts, equipment, and components of the Facilities Systems and Equipment.
Asset Number | Asset Location | Facility Number | Description
| Front Gate Security Complex | BI | Electric Roll Gate (Entramce)
| Front Gate Security Complex | BI | Electric Roll Gate (Exit)
| Front Gate Security Complex | BI | Electric Roll Gate (Railroad)
| Harbor Basin Entry | BI | Port Security Barrier
| Room 132 | 100 | Domestic Water Heater
| Room 145 | 100 | Domestic Water Heater
| Room 146 | 100 | Domestic Water Heater
| 1st Floor Rest Room | 100 | Exhaust Fan
| 1st Floor Rest Room E-End | 100 | Exhaust Fan
| 2nd Floor, W/S Rest Room | 100 | Exhaust Fan
| 2nd Floor, Rest Room | 100 | Exhaust Fan
| North East Room 207 | 100 | Exhaust Fan
| South East Room 234 | 100 | Exhaust Fan
| ON Door equipment # 24201 | 100 | Panic Hardware Device
| First Floor Break Room | 100 | Ice Machine
| 1st Floor East side | 100 | Drinking Fountain
| 1st Floor West side | 100 | Drinking Fountain
| 2nd Floor East side | 100 | Drinking Fountain
| 2nd Floor West side | 100 | Drinking Fountain
| (2) Manual Rollup Doors | 101 | Manual Rollup Door
| Equipment Room | 104 | Natural Gas Water Heater 5 gal
| Ladies Room | 104 | Exhaust Fan
| Men's Room | 104 | Exhaust Fan
| Lift Station | 104 | Control Panel
| Lift Station | 104 | Control Panel
| Lift Station | 104 | Grinder Pump
| Lift Station | 104 | Grinder Pump
| Lift Station | 104 | Grinder Pump
| Southwest Corner | 104 | Lift Station #711
| By ATM | 104 | Lift Station#704
| Air Handler Room South | 104 | Dehumidifier
| Sandwich Shop | 104 | Ice Machine
| Hallway | 104 | Drinking Fountain
| Kitchen | 104 | Exhaust Vent Hood
| Eastside Roof | 104 | Two Exhaust Fans
| Eastside Roof | 104 | Fresh Air Supply Fan
| Kitchen | 104 | Griddle
| Kitchen | 104 | Deep Fryer
| Kitchen | 104 | Walk-in Freezer
| Kitchen | 104 | Walk-in Refrigerator
| 1ST Floor Restrooms | 109 | Exhaust Fan (EF-1)
| Lobby Restroom | 109 | Exhaust Fan (EF-2)
| 2nd Floor Restrooms/Showers | 109 | Exhaust Fan (EF-3)
| Northside storage | 109 | Roll-up Door Manual
| 1st Floor | 109 | Drinking Fountain
| 1st Floor | 109 | Drinking Fountain
| 2nd Floor | 109 | Drinking Fountain
| 2nd Floor | 109 | Drinking Fountain
| Breakroom | 109 | Ice Machine
| Vault | 109 | Vault Door Class 5-A
| Exterior | 109 | Electric Gate
| Lobby | 109 | Reception Roll up window/Annual drop test
| Lift Station | 109 | Control Panel #1
| Lift Station | 109 | Grinder Pump #1
| Lift Station | 109 | Grinder Pump #2
| East Entrance | 109 | Lift Station #707
| 2nd Floor | 109 | Water Heater 100 Gal Natural Gas
| Janitorial Closet | 110 | Exhaust Fan
|  | 110 | Drinking Fountain
| Ladies Room | 110 | Exhaust Fan
| Men's Room | 110 | Exhaust Fan
| Lift Station, Front Gate | 110 | Control Panel
| Lift Station, Front Gate | 110 | Grinder Pump
| Southside Building | 110 | Lift Station #732
| Front Gate Security Complex | 110A | Active Vehicle Barrier
| West side | 111 | Small Lift Station
| Restroom | 111 | Exhaust Fan
| South side | 111 | Exhaust Fan
| Lift Station, Front Gate | 111 | Control Panel
| Lift Station, Front Gate | 111 | Grinder Pump
|  | 112 | Gate Arm
|  | 112 | Gate Arm
|  | 112 | Exhaust Fan
|  | 112 | Exhaust Fan
|  | 113 | Exhaust Fan
|  | 113 | Exhaust Fan
| North Wall | 113 | Wall Louver
| Elect. Room | 113 | Exhaust Fan
| South Wall | 113 | Wall Louver
|  | 114 | Exhaust Fan
| Back Gate Security Complex | 114A | Pop Up Barrier
| Electrical Room | 115 | Exhaust Fan
| East Wall | 115 | Wall Louver
| West Wall | 115 | Wall Louver
| Roof Top | 150 | Exhaust Fan
| Mechanical Room | 150 | Water Heater 20 Gallon
| Loading Dock Outback | 150 | Ice Machine
| Inside Bldg | 150 | Drinking Fountain
| Inside Bldg | 150 | Drinking Fountain
| NorthWest side | 150 | Control Panel Liftstation #736
| NorthWest side | 150 | Grinder Pump Liftstation #736
| NorthWest side | 150 | Grinder Pump Liftstation#736
| Northwest side Bldg | 150 | Lift Station #736
| Roof | 150 | (2) Exhaust Fan
| North side B151 | 151 | Liftstation #709
| North side B151 | 151 | Liftstation #709 Control panel
| North side B151 | 151 | Liftstation #709 Grinder pump
| North side B151 | 151 | Liftstation #709 Grinder pump
| Access Control Room | 151 | Exhaust Fan
| Nurse's Station | 151 | Ice Machine
| Men &Women Restroom | 151 | Exhaust Fan
| Janitorial Closet | 152 | Exhaust Fan
| Access Control Room | 152 | Exhaust Fan
| Men &Women Restroom | 152 | Exhaust Fans
| Eastside | 152 | Grinder Pump
| Northwest side | 200 | Lift Station #749
| Northwest side | 200 | Liftstation #749 control panel
| Northwest side | 200 | Liftstation #749 Grinder Pump
| Northwest side | 200 | Liftstation#749 Grinder Pump
| Break Room/Longshoreman | 200 | Ice Machine
| Roof | 200 | Solar Panel Hot Water Heater
| Roof | 200 | EF-(4)
| 1st floor hallway | 200 | Drinking fountain/Bi level/filtered/w Bottle filler
| 1st floor /Room 100 | 200 | Drinking fountain/Bi level/filtered/w Bottle filler
| 2nd floor hallway/West end | 200 | Drinking fountain/Bi level/filtered/w Bottle filler
| Tent on Eastside | 321 | Rollup Door
| Warehouse | 340 | Ice Machine
| Warehouse | 340 | Ice Machine
| Westside | 340 | Rollup Door Electric
| East Wall | 340 | Rollup Door Manual
|  | 340 | Rollup Door Electric
| North | 341 | Exhaust Fan
| Southside | 341 | Rollup Door Manual
| North Wall | 342 | Rollup Door Manual
| South Wall | 342 | Fan Wall
| (3) Electric Rollup Door | 343 | Electric Rollup Door
| Inside Building | 343 | Exhaust Fan
| Southside | 343 | Three Rollup Doors Electric
| Northside | 343 | Three Wall Fans
| Inside Building | 343 | Air Compressor
| Electric Rollup Door | 350 | Electric Rollup Door
| ROOF-COL #D-4 N.W | 350 | Exhaust Fan
| ROOF-COL #B-6 N.W | 350 | Exhaust Fan
| ROOF-COL #B-10 N.W | 350 | Exhaust Fan
| Next to Roof Hatch | 350 | Exhaust Fan
| ROOF-COL D-7 , N.W | 350 | Exhaust Fan
| ROOF-COL D-12 , N.W | 350 | Exhaust Fan
| ROOF-COL #F/G-2, NE | 350 | Exhaust Fan
| ROOF-COL #F/G-6, NE. | 350 | Exhaust Fan
| ROOF-COL #H/J-8, NE | 350 | Exhaust Fan
| ROOF-COL #H/J-11, NE | 350 | Exhaust Fan
| ROOF-COL #F/G-10, NE | 350 | Exhaust Fan
| ROOF-COL #H/J-4, NE | 350 | Exhaust Fan
| ROOF-COL # E/D-23, S.W. | 350 | Exhaust Fan
| ROOF-COL # D-15, S.W | 350 | Exhaust Fan
| ROOF-COL # D-20, S.W | 350 | Exhaust Fan
| ROOF-COL # E/D-18, S.W. | 350 | Exhaust Fan
| ROOF-COL # F/G-18, S.E | 350 | Exhaust Fan
| ROOF-COL # H/J-15, S.E | 350 | Exhaust Fan
| ROOF-COL # H/J-23, S.E. | 350 | Exhaust Fan
| ROOF-COL # F/G-23, S.E | 350 | Exhaust Fan
| ROOF-COL # H/J-20, S.E | 350 | Exhaust Fan
| Motor T Lite Near Door G4 | 350 | Unit Heater (Natural Gas Infrared)
| Motor T Lite Near Door G4 | 350 | Unit Heater (Natural Gas Infrared)
| Motor T Lite Near Column E4 | 350 | Unit Heater (Natural Gas Infrared)
| Motor T Lite Near Column E4 | 350 | Unit Heater (Natural Gas Infrared)
| Motor T Lite West Door of Breakroom | 350 | Unit Heater (Natural Gas Infrared)
| Motor T Lite Near Column E9 | 350 | Unit Heater (Natural Gas Infrared)
| Motor T Lite Near Column E9 | 350 | Unit Heater (Natural Gas Infrared)
| MMO Near Column F10 | 350 | Unit Heater (Natural Gas Infrared)
| MMO Near Women’s Restroom | 350 | Unit Heater (Natural Gas Infrared)
| MMO Near Men’s Restroom | 350 | Unit Heater (Natural Gas Infrared)
| MMO Breakroom Eastside | 350 | Unit Heater (Natural Gas Infrared)
| MMO RM. Near G6A | 350 | Unit Heater (Natural Gas Infrared)
| MMO RM. Near G6A | 350 | Unit Heater (Natural Gas Infrared)
| MMO RM Near G6 | 350 | Unit Heater (Natural Gas Infrared)
| MMO RM Near G5 | 350 | Unit Heater (Natural Gas Infrared)
| Engineers Column G2 | 350 | Unit Heater (Natural Gas Infrared)
| Engineers Column G2 | 350 | Unit Heater (Natural Gas Infrared)
| Engineers Column H2 | 350 | Unit Heater (Natural Gas Infrared)
| Engineers Column H2 | 350 | Unit Heater (Natural Gas Infrared)
| Engineers Column G3 | 350 | Unit Heater (Natural Gas Infrared)
| Engineers Column G3 | 350 | Unit Heater (Natural Gas Infrared)
| Engineers Column H3 | 350 | Unit Heater (Natural Gas Infrared)
| Engineers Column H3 | 350 | Unit Heater (Natural Gas Infrared)
| Engineers Column G4 | 350 | Unit Heater (Natural Gas Infrared
| Engineers Column G4 | 350 | Unit Heater (Natural Gas Infrared
| Engineers Column H4 | 350 | Unit Heater (Natural Gas Infrared
| Engineers Column G5 | 350 | Unit Heater (Natural Gas Infrared
| Engineers Column G6 | 350 | Unit Heater (Natural Gas Infrared
| Engineers Office Westside | 350 | Unit Heater (Natural Gas Infrared
| Engineers Office Westside | 350 | Unit Heater (Natural Gas Infrared
| Engineers Office Westside | 350 | Unit Heater (Natural Gas Infrared
| Engineers Office Westside | 350 | Unit Heater (Natural Gas Infrared
| Engineers Office Westside | 350 | Unit Heater (Natural Gas Infrared
| Engineers Office Westside | 350 | Unit Heater (Natural Gas Infrared
| Engineers Column J10 | 350 | Unit Heater (Natural Gas Infrared
| Engineers Column J7 | 350 | Unit Heater (Natural Gas Infrared
| Engineers Column J5 | 350 | Unit Heater (Natural Gas Infrared
| Engineers Column J5 | 350 | Unit Heater (Natural Gas Infrared
| Engineers Column J3 | 350 | Unit Heater (Natural Gas Infrared
| Engineers Column J3 | 350 | Unit Heater (Natural Gas Infrared
| Engineers Column J2 | 350 | Unit Heater (Natural Gas Infrared
| East Wall Automotive Exhaust Fumes | 350 | Exhaust Fan
| East Wall Automotive Exhaust Fumes | 350 | Exhaust Fan
| East Wall Automotive Exhaust Fumes | 350 | Exhaust Fan
| South Restroom | 350 | Exhaust Fan
| South Restroom Roof | 350 | Water Heater
| NorthEast side of B350 | 350 | Liftstation #723 Grinder Pump
| Northeast side of B350 | 350 | Liftstation #723 Grinder Pump
| Northeast side B350 | 350 | Lift Station #723
| Northeast side of B350 | 350 | Liftstation #723 Control Panel
| East side B350 | 350 | Liftstation # 738
| East side B350 | 350 | Liftstation #738 Pump
| East side B350 | 350 | Liftstation #738 Simplex control Panel A-BPI009, 230V, 1 PH
| southeast side B350 | 350 | Liftstation #728
| southeast side B350 | 350 | Liftstation #728 control panel
| southeast side B350 | 350 | liftstation #728 Grinder pump
| southeast side B350 | 350 | liftstation #728 Grinder pump
| SOUTH WALL | 350 | Make Up Air Unit
| Southeast exterior Breakroom | 350 | Ice Machine
| North end Breakroom | 350 | Ice Machine
| Men’s Restroom | 350 | Water Heater
| #6 Machine Shop Westside | 350 | Manual Rollup Door
| #7 Machine Shop Westside | 350 | Manual Rollup Door
| #8 Machine Shop Westside | 350 | Manual Rollup Door
| #9 Machine Shop Westside | 350 | Manual Rollup Door
| #10 Southside | 350 | Manual Rollup Door
| North west | 350 | Refrigerated Air Dryer
| 3 Fountains in Motor T | 350 | Drinking Fountain
| 3 Fountains in Ordnance S/S | 350 | Drinking Fountain
| Northwest of Ordinance | 350 | Drinking Fountain
| I/S Machine Shop | 350 | Drinking Fountain
| O/S Machine Shop | 350 | Drinking Fountain
| Engineers | 350 | Drinking Fountain
| Mobile Load Area | 350 | Drinking Fountain
| I/S Behind MIP Desk | 350 | Drinking Fountain
| Between Doors 1 & 2 | 350 | Drinking Fountain
| Inside Building | 351 | Exhaust Fan
| Battery Shop | 351 | Exhaust Fan
| Wall | 351 | Exhaust Fan
| Wall | 351 | Exhaust Fan
| Wall | 351 | Exhaust Fan
| Wall | 351 | Exhaust Fan
| Wall | 351 | Exhaust Fan
| Wall | 351 | Exhaust Fan
| Wall | 351 | Exhaust Fan
| Wall | 351 | Exhaust Fan
| Eastside | 351 | Door, Roll Up
| Westside | 351 | Door, Roll Up
| Westside | 351 | Door, Roll Up
| Eastside | 351 | Door, Roll Up
| Westside Office Area | 351 | Door, Roll Up
| Office Area | 351 | Door, Roll Up
| Organic Bay | 351 | Door, Roll Up
| Engineers Bay | 351 | Door, Roll Up
| Engineers Bay | 351 | Door, Roll Up, Electric and Manual
| Engineers Bay | 351 | Door, Roll Up, Electric and Manual
| Battery Shop | 351 | Fresh Air Supply
| Mechanic Bay Westside | 351 | Air Compressor
| Lift Station | 351 | Grinder Pump
| Lift Station | 351 | Grinder Pump
| Lift Station | 351 | Control Panel
| Southside | 351 | Lift Station #719
| Comm./Elect by Door-2 | 351 | Ice Machine
| Comm./Elect by Door-2 | 351 | Ice Machine
| Eastside Above Restrooms | 351 | Make Up Air Unit
| Inside 1st Bay | 351 | Drinking Fountain
| Next to Restroom | 351 | Drinking Fountain
| Next to Restroom | 351 | Drinking Fountain
| Medical Trailer | 351 | Drinking Fountain
| Test Benches | 351 | Ground Fault Circuit Interrupter
| Column B8 | 351 | Unit Heater (Natural Gas Infrared)
| Column C1 | 351 | Unit Heater (Natural Gas Infrared)
| Column C3 | 351 | Unit Heater (Natural Gas Infrared)
| Column C4 | 351 | Unit Heater (Natural Gas Infrared)
| Column C5 | 351 | Unit Heater (Natural Gas Infrared)
| Column C6 | 351 | Unit Heater (Natural Gas Infrared)
| Column C9 | 351 | Unit Heater (Natural Gas Infrared)
| Column D9 | 351 | Unit Heater (Natural Gas Infrared)
| Inside Building | 353 | Air Compressor
| Inside Building | 353 | Air Dryer
| North Wall | 354 | Exhaust Fan
| North Wall | 354 | Exhaust Fan
| North Wall | 354 | Exhaust Fan
| Bay | 354 | Door, Roll Up
| Bay | 354 | Door, Roll Up
| Bay | 354 | Door, Roll Up
| Bay | 354 | Door, Roll Up
| Bay | 354 | Door, Electric Roll up
| Northside | 354 | Air Compressor
| Northside | 354 | Air Dryer
| Far East Bay | 354 | Drinking Fountain
| Fuel Station | 354 | Cathodic Protection
| Northside | 355 | Door, Roll Up (Electric)
| Southside | 355 | Exhaust Fan
| Southside | 355 | Exhaust Fan
| Restroom Hall Way | 360 | Exhaust Fan
| Janitorial Closet | 360 | Exhaust Fan
| Fire Pump Room | 360 | Exhaust Fan
| Inside | 360 | Drinking Fountain
| Inside | 360 | Air compressors(two)
| Northside | 360 | Exhaust Fan
| Southeast Side | 360 | Exhaust Fan
| Southside Middle | 360 | Exhaust Fan
| Southwest Side | 360 | Exhaust Fan
| East Inside Building | 360 | Pressure Washer's (8)
| East Inside Building | 360 | Flushing Pump's (3)
| East Inside Building | 360 | Effluent Pump's (6)
| East Inside Building | 360 | De-mucking Pump's(4)
| East Inside Building | 360 | Centrifugal Pump's(5)
| East Inside Building | 360 | Transfer Tank's (3)
| East Inside Building | 360 | De-mucking Tank's(1) 20,000 gal
| East Inside Building | 360 | Water Storage (1) 20,000 gal
| East Inside Building | 360 | Flushing Tank's (3)20,000 gal
| East Inside Building | 360 | Maintenance Tank 60,000 gal
| East Inside Building | 360 | Propane Tank's (2) 2,000
| Inside Building | 360 | Water Cannon's (4)
| Southside of Building | 360 | Water Oil Separator 550 gals
| Inside Building | 360 | Vacuum Cleaner (2)
| Southside | 360 | Lift Station #748
| Northwest End | 361 | Manual Rollup Door
| Southside | 361 | Electric Rollup Door
| Northside of Bldg | 361 | Electric Rollup Door
| Northside of Paint Storage | 361 | Electric Rollup Door
| Northside of Paint Storage | 361 | Electric Rollup Door
| Southside | 361 | Electric Rollup Door (Mega)
| Northside | 361 | Electric Rollup Door (Mega)
| North inside Paint Storage | 361 | Manual Rollup Door
| North inside Paint Storage | 361 | Manual Rollup Door
| Boiler Room--Fire Equip Room | 361 | EUH 15&16 6.5 MBH
| Hallway by Restroom | 361 | Drinking Fountain
| Outside Office | 361 | Drinking Fountain
| Break Room | 361 | Ice Machine
| Temp Shelter | 363T | Exhaust Fan
| Temp Shelter | 363T | Wall Louver
| Roof Top | 364T | Exhaust Fan
| Temp Shelter | 364T | Wall Louver
| Janitor Room | 368 | Exhaust Fan
| Motor Pool | 368 | Ice Machine
| Motor Pool | 368 | Ice Machine
| Wall | 368 | Drinking Fountain
| Wall | 368 | Drinking Fountain
| Ladies Room | 368 | Exhaust Fan
| Men's Room | 368 | Exhaust Fan
| Lift Station | 368 | Grinder Pump
| Lift Station | 368 | Grinder Pump
| Lift Station | 368 | Control Panel
| Southeast Corner | 368 | Lift Station #717
| Excess Control Room | 369 | Exhaust Fan
| Janitorial Room | 369 | Exhaust Fan
| Motor T | 369 | Ice Machine
| Motor T | 369 | Ice Machine
| Wall | 369 | Drinking Fountain
| Wall | 369 | Drinking Fountain
| Ladies Room | 369 | Exhaust Fan
| Men's Room | 369 | Exhaust Fan
| Lift Station | 369 | Grinder Pump
| South | 369 | Lift Station #746
| Lift Station | 369 | Control Panel
| Fire Pump Room | 378 | Exhaust Fan
| Fire Pump Room | 378 | Wall Louver
| East Wall | 389 | Electric Rollup Door
| West Wall | 389 | Electric Rollup Door
| N/A | 389-A | Lift Station and pump
| Eastside Wall | 389-A | (2) Exhaust Fan
| Eastside | 389 | Rollup Electric Door
| Westside | 389 | Rollup Electric Door
| Inside west side | 389 | Air Compressor- Air Dryer
| South Side of Bldg | 390 | Exhaust Fan
| Low Bay | 390 | Exhaust Fan
| High Bay | 390 | Exhaust Fan
| High Bay | 390 | Exhaust Fan
| High Bay | 390 | Exhaust Fan
| High Bay | 390 | Exhaust Fan
| High Bay | 390 | Exhaust Fan
| High Bay | 390 | Exhaust Fan
| High Bay | 390 | Exhaust Fan
| Breezeway Fans | 390 | (12) Wall Fans
| South West End Panel | 390 | Door, Electric Roll up
| South End East Side | 390 | Door Roll Up, Manual
| North Wall | 390 | Door Roll Up, Manual
| South Wall | 390 | Door Roll Up, Manual
| East Wall | 390 | Door Roll Up, Manual
| West Wall | 390 | Door Roll Up, Manual
| East Side on Pad | 390 | Air Compressor
| East Side of Bldg | 390 | Air Dryer
| East Side by Road | 390 | Control Panel
| Lift Station | 390 | Grinder Pump
| Lift Station | 390 | Grinder Pump
| Southside | 390 | Lift Station #721
| West Wall | 390 | Exhaust Fan
| Connex Room Outside | 390 | Ice Machine
| Connex Room Outside | 390 | Ice Machine
| Near Ice Machine | 390 | Drinking Fountain
| South Wall Center | 390 | Drinking Fountain
| West End Near Bay Door | 390 | Drinking Fountain
| Inside BLDG | 390 | Paint Blast Maintenance
| Inside BLDG | 390 | Paint Blast Maintenance
| Inside Building | 390 | Monometers (2ea)
| Column A15 | 390 | Unit Heater (Natural Gas Infrared)
| Column A14 | 390 | Unit Heater (Natural Gas Infrared)
| Column A9 | 390 | Unit Heater (Natural Gas Infrared)
| Column A8 | 390 | Unit Heater (Natural Gas Infrared)
| Column A7 | 390 | Unit Heater (Natural Gas Infrared)
| Column A5 | 390 | Unit Heater (Natural Gas Infrared)
| Column AS | 390 | Unit Heater (Natural Gas Infrared)
| Column B16 | 390 | Unit Heater (Natural Gas Infrared)
| Column B15 | 390 | Unit Heater (Natural Gas Infrared)
| Column B14 | 390 | Unit Heater (Natural Gas Infrared)
| Column B12 | 390 | Unit Heater (Natural Gas Infrared)
| Column B10 | 390 | Unit Heater (Natural Gas Infrared)
| Column B7 | 390 | Unit Heater (Natural Gas Infrared)
| Column B6 | 390 | Unit Heater (Natural Gas Infrared)
| Column B5 | 390 | Unit Heater (Natural Gas Infrared)
| Column B3 | 390 | Unit Heater (Natural Gas Infrared)
| Column B2 | 390 | Unit Heater (Natural Gas Infrared)
| Eastside | 391 | Rollup Door
| South Wall | 391 | Fan
| Blast Room | 391 | Dryer
| Roof Top | 392 | Exhaust Fan
| Roof Top | 392 | Intake Fan
| Westside | 392 | (2) Swing Doors
| East | 392 | Roll Up Door
| Roof Top | 392 | Exhaust Fan
| North Wall | 394 | Manual Rollup Door
| South Wall | 394 | Manual Rollup Door
| North Wall | 394 | Exhaust Fan
| North Wall | 394 | Exhaust Fan
| South Wall | 394 | Exhaust Fan
| South Wall | 394 | Exhaust Fan
| West Wall | 395 | Exhaust Fan
| West Wall | 395 | Exhaust Fan
| East Wall | 395 | Exhaust Fan
| East Wall | 395 | Exhaust Fan
| East Wall | 396 | Manual Rollup Door
| West Wall | 396 | Manual Rollup Door
| South Wall | 397 | Exhaust Fan
| South Wall | 398 | Electric Rollup Door
| Southside | 398 | Rollup Door Manual
| Northside | 399 | Rollup Door Manual
| Southside | 399 | Rollup Door Manual
| Near Restroom | 400 | Ice Machine
| Near Restroom | 400 | Ice Machine
| Bay, Overhead | 400 | Unit Heater
| Bay, Overhead | 400 | Unit Heater
| Bay, Overhead | 400 | Unit Heater
| Bay, Overhead | 400 | Unit Heater
| Bay, Overhead | 400 | Unit Heater
| Ladies Room | 400 | Exhaust Fan
| Men's Room | 400 | Exhaust Fan
| Shop Bay, East End | 400 | Exhaust Fan
| Shop Bay, West End | 400 | Intake Louver
| Lift Station | 400 | Grinder Pump
| Lift Station | 400 | Grinder Pump
| Lift Station | 400 | Control Panel
| Eastside | 400 | Lift Station #745
| South Wall | 400 | Door, Roll Up, Electric and Manual
| West Wall | 400 | Door, Roll Up, Electric and Manual
| Janitorial Closet | 400 | Exhaust Fan
| East Wall | 400S | Exhaust Fan
| West Wall | 400S | Wall Louver
| Westside | 411 | Manual Rollup Door
| Westside | 411 | Manual Rollup Door
| Westside | 411 | Manual Rollup Door
| Westside | 411 | Manual Rollup Door
| West Wall | 420 | Rollup Door Electric
| East Wall | 420S | (2) Rollup Doors Manual
| North Wall | 420S | Exhaust Fan
| Westside GCR Storage | 440 | Rollup Door
| North Wall | 442 | Manual Rollup Door
| East Wall | 442 | Exhaust Fan
| South Wall | 442 | Wall Louver
| B-2 High Bay | 450 | Unit Heater
| BM-2 High Bay | 450 | Unit Heater
| DM-2 High Bay | 450 | Unit Heater
| FM2 High Bay | 450 | Unit Heater
| GM1 High Bay | 450 | Unit Heater
| GM1 High Bay | 450 | Unit Heater
| C1 High Bay | 450 | Unit Heater
| EM1 High Bay | 450 | Unit Heater
| Low Bay | 450 | Unit Heater
| GM 8.5 Low Bay | 450 | Unit Heater
| HM 6.5 Low Bay | 450 | Unit Heater
| H 5.5 Low Bay | 450 | Unit Heater
| GM 5 Low Bay | 450 | Unit Heater
| By Coke machine Low Bay | 450 | Unit Heater
| Low Bay | 450 | Unit Heater
| Low Bay | 450 | Unit Heater
| BM 7.5 Low Bay | 450 | Unit Heater
| C-8 Low Bay | 450 | Unit Heater
| High Bay | 450 | Big ASS Fans (3)
| Middle Building | 450 | Big ASS Fans (6)
| Eastside | 450 | Big ASS Fans (4)
| East Wall | 450 | (4) Wall Fans
| BM 8.5 Low Bay | 450 | Unit Heater
| Center N, High Bay | 450 | Exhaust Fan
| Center S, High Bay | 450 | Exhaust Fan
| Center Forward, High Bay | 450 | Exhaust Fan
| Center Back , High Bay | 450 | Exhaust Fan
| 2nd Floor, Rest Room | 450 | Exhaust Fan
| South East Unit | 450 | Exhaust Fan
| Center East MCC | 450 | Exhaust Fan
| Center MCC | 450 | Exhaust Fan
| Center West MCC | 450 | Exhaust Fan
| North East MCC 1-2 | 450 | Exhaust Fan
| North Center Unit | 450 | Exhaust Fan
| North End, Restrooms | 450 | Exhaust Fan
| North West End | 450 | Exhaust Fan
| North Mezzanine Wall Mounted | 450 | Exhaust Fan
| Fork Lift area | 450 | Exhaust Fan
| South End | 450 | Exhaust Fan
| North End | 450 | Exhaust Fan
| South Center | 450 | Exhaust Fan
| North Center | 450 | Exhaust Fan
| North East Unit, Low Bay Medical | 450 | Vertical Fan
| North Center, Low Bay PP&P | 450 | Vertical Fan
| Center East NBC Section | 450 | Vertical Fan
| South | 450 | Dock Leveler
| South | 450 | Dock Leveler
| South | 450 | Dock Leveler
| South | 450 | Dock Leveler
| East | 450 | Dock Leveler
| East | 450 | Dock Leveler
| East | 450 | Dock Leveler
| East | 450 | Dock Leveler
| North East | 450 | Door, Roll Up Manual
| North East Center | 450 | Door, Roll Up Manual
| North West | 450 | Door, Roll Up Manual
| South West | 450 | Door, Roll Up Manual
| South East | 450 | Door, Roll Up Manual
| South East | 450 | Door, Roll Up Manual
| South East | 450 | Door, Roll Up Manual
| South End | 450 | Door, Roll Up Manual
| South End | 450 | Door, Roll Up Manual
| North End | 450 | Door, Roll Up Manual
| North West End | 450 | Door, Roll Up Electric
| East Wall | 450 | Door, Roll Up Manual
| East Wall South End | 450 | Door, Roll Up Manual
| South East End | 450 | Door, Roll Up Manual
| East Wall | 450 | Door, Roll Up Electric
| East Wall | 450 | Door, Roll Up Manual
| North East End High Bay | 450 | Door, Roll Up Manual
| North End High Bay | 450 | Door, Man
| South End High Bay | 450 | Door, Man
| West Wall | 450 | Door, Man
| West Wall | 450 | Door, Man
| South Wall | 450 | Door, Man
| South Wall | 450 | Door, Man
| Electrical Room | 450 | Exhaust Fan
| South Low Bay | 450 | Water Heater 40 Gallon
| North Low Bay | 450 | Water Heater 80 Gallon
| South Mezzanine | 450 | Water Heater 40 Gallon
| North Mezzanine | 450 | Water Heater 40 Gallon
| South | 450 | Air Compressor
| Eastside | 450 | Air Compressor
| Eastside | 450 | Air Dryer
| North End | 450 | Control Panel
| North End | 450 | Grinder Pump
| North End | 450 | Grinder Pump
| South End | 450 | Grinder Pump
| South East Corner | 450 | Grinder Pump
| South East Corner | 450 | Control Panel
| Westside | 450 | Lift Station #731
| South End | 450 | Door, Roll Up Manual
| Exit Door | 450 | Panic Door Device
| Loading Dock Shipping Side | 450 | Ice Machine
| Loading Dock Shipping Side | 450 | Ice Machine
| Break Room | 450 | Ice Machine
| Break Room | 450 | Ice Machine
| 1st Floor South Side Near Break room | 450 | Drinking Fountain
| 1st Floor North side Near PP&P | 450 | Drinking Fountain
| 2nd Floor North Side Near Medical | 450 | Drinking Fountain
| 2nd Floor North Side Near HRO | 450 | Drinking Fountain
| 2nd Floor Medical WHSE | 450 | Drinking Fountain
| 2nd Floor Above Restroom | 450 | Drinking Fountain
| 2nd Floor Above Restroom | 450 | Drinking Fountain
| TMO MGR Office | 450 | Drinking Fountain
| East End | 451 | Door, Roll Up Manual
| West Side | 451 | Door, Roll Up Electric and Manual
| Middle Building | 451 | Rollup Door Manual
| Wall Mounted | 451 | Exhaust Fan
| Lift Station | 451 | Grinder Pump
| Lift Station | 451 | Grinder Pump
| Lift Station | 451 | Control Panel
| Southeast Corner | 451 | Lift Station #729
| Center Building | 451 | Bathroom Fan
| Near Restroom | 451 | Drinking Fountain
| Wall Hung | 451A | Fan
| West Side | 452 | Rollup Door
| Roof | 452 | Exhaust Fan
| North Side Of Bldg | 453 | Door, Roll Up (Electric)
| Roof | 454 | Exhaust Fan's (16)
| Lower Roof | 454 | Bathroom Fan
| Fire Pump Room | 454 | Exhaust Fan
| Upper Roof | 454 | (2) Exhaust Fan
| Loading Docks | 454 | Rollup Door's (8) Electric
| Eastside | 454 | Dock Leveler (3)
| Equipment Room Eastside | 454 | Water Heater (30 gal)
| Eastside Building | 454 | Grinder Pump
| Northeast | 454 | Lift Station #739
| Inside Building | 454 | Wall Heater's (27)
| Center Building | 454 | Ice Machine
| Center Building | 454 | Ice Machine Filter
| East Wall Building | 490 | Exhaust Fan
| Bathroom | 550 | Water Heater 40 Gallon
| East Side | 550 | Vent, Louvered
| East Side | 550 | Vent, Louvered
| East Side | 550 | Vent, Louvered
| Wall | 550 | Exhaust Fan
| Wall | 550 | Exhaust Fan
| Wall | 550 | Exhaust Fan
| Wall | 550 | Exhaust Fan
| North side | 550 | Door, Roll Up Electric and Manual
| North side | 550 | Door, Roll Up Manual
| East End | 550 | Control Panel
| East End | 550 | Grinder Pump
| East End | 550 | Grinder Pump
| Southwest | 550 | Lift Station #733
| First Floor Break Room | 550 | Ice Machine
| First Floor Break Room | 550 | Ice Machine
| Near Restroom | 550 | Drinking Fountain
| Main Floor | 550 | Big ASS Fan. Power-foil variable speed air circulator (QTY 2)
| East | 551 | Door, Roll Up Manual
| East Wall | 551 | Exhaust Fan
| West Wall | 551 | Exhaust Fan
| Westside | 552 | Door, Roll Up Manual
| Wall Mounted | 552 | Exhaust Fan
| East | 554 | Door, Roll Up Manual
| East | 554 | Door, Roll Up Manual
| Wall | 554 | Exhaust Fan
| Wall | 554 | Exhaust Fan
| Wall | 554 | Exhaust Fan
| Wall | 554 | Exhaust Fan
| South side | 555 | Exhaust Fan
| East Wall | 557 | Exhaust Fan
| Front Gate | 631 | Electronic Sign
| Harbor Basin Entry | 636 | Port Security Barrier
| Roof | 684 | Exhaust Fan
| Roof | 685 | Exhaust Fan
| Two Eastside--Two Westside | 685 | Rollup Doors Manual (4)
| Northeast side of Clamshell 4 | 810T | Grinder Pump
| Northeast side of Clamshell 4 | 810T | Grinder Pump
| Northeast side of Clamshell 4 | 810T | Lift Station #715
| Northeast side of Clamshell 4 | 810T | Control Panel
| Northeast side of Clamshell 4 | 810T | Roll Up Door
| Northeast side of Clamshell 4 | 810T | Roll Up Door
| Near Restroom | 810T | Drinking Fountain
| Roof Top | 811T | Wall Louver (5)
| Roof Top | 811T | Exhaust Fan
| Roof Top | 811T | Exhaust Fan
| Roof Top | 811T | Exhaust Fan
| North | 811T | Roll Up Door
| South | 811T | Roll Up Door
| North | 864T | Roll Up Door
| South | 864T | Roll Up Door
| Roof Top | 860T | Wall Louver (5)
| Roof Top | 860T | Exhaust Fan
| Roof Top | 860T | Exhaust Fan
| Roof Top | 860T | Exhaust Fan
| Northside | 860T | Roll Up Door
| Southside | 860T | Roll Up Door
| Roof Top | 861T | Exhaust Fan
| Roof Top | 861T | Exhaust Fan
| Roof Top | 861T | Exhaust Fan
| Temp Shelter | 861T | Wall Louver (5)
| Temp Shelter | 861T | Roll Up Door
| Temp Shelter | 861T | Roll Up Door
| Westside between Clamshells 3&4 | 812T | Control Panel
| Westside between Clamshells 3&4 | 812T | Grinder Pump
| Westside between Clamshells 3&4 | 812T | Grinder Pump
| Lighterage Storage Yard | 930 | Drinking Fountain
| North Side of BOS Office | TR014 | Grinder Pump
| North Side of BOS Office | TR014 | Grinder Pump
| Parking Lot | TR014 | Lift Station #713
| North Side of BOS Office | TR014 | Control Panel
| West of Parade Field | 633 | Physical Training
| Pond A | Pond A | 2 Pumps and 6 Aerators; bimonthly service
| Pond B | Pond B | Pumps and Circulators; quarterly service
| Pond D | Pond D | Pumps and Circulators; quarterly service
| A-B-D Ponds | Out Falls | Sampling Equipment
Note on J36: [Threaded comment] Your version of Excel allows you to read this threaded comment; however, any edits to it will get removed if the file is opened in a newer version of Excel. Learn more: https://go.microsoft.com/fwlink/?linkid=870924 Comment: Lift Station has been deactivated, I do not believe there is any maintenance being done on it
Note on K119: [Threaded comment] Your version of Excel allows you to read this threaded comment; however, any edits to it will get removed if the file is opened in a newer version of Excel. Learn more: https://go.microsoft.com/fwlink/?linkid=870924 Comment: B200 Drinking fountains need to be added, were never in old contract. These are Bi-level fountains, they come as a set.

## 10-Fire Protection Systems
Attachment J-1502000-10
Fire Protection Systems – MCSF-BI
Fire Protection Systems commence at and include the utility isolation point of connection. The Contractor shall develop and implement an IMP program for the Fire Protection Systems and all mechanically and electrically interlocked ancillary parts, equipment and components of the Fire Protection Systems; such as: AFFF Foam, air compressors, alarm devices, alarm valves, annunciators, antennas, backflow prevention devices, Dry Chemicals, batteries, connections, control panels, detectors, diesel engines, electric motors, fuel tanks, fuses, gauges, initiating devices, meters, notification appliances, nozzles, piping, pumps, receivers, sensors, sprinkler heads, tanks, transmitters, voice communication devices, valves (including post indicator valves), Wet Chemicals, monitoring and controls systems, etc. Fuel tanks shall be inspected and maintained in accordance with Federal, State, Local statutes and regulations, in accordance with DoD, DoN and USMC policies, instructions, orders and guidance.
Asset Number | Asset Location | Facility Number | Description | Quantity
|  | 100 | Annunciator System, FCI-7100 | 1
|  | 100 | Transmitter, Kingfisher | 1
|  | 104 | Annunciator, Gamewell Flex | 1
|  | 104 | Transmitter, Kingfisher | 1
|  | 104 | Extinguishing System, Chemical | 1
|  | 109 | Extinguishing System, Wet Pipe | 1
|  | 109 | Transmitter Kingfisher | 1
|  | 109 | FACP Gamewell/FCI E3 Series | 1
|  | 109 | Smoke Detector | 11
|  | 109 | Duct Smoke Detectors | 4
|  | 109 | Double Action Fire Alarm Stations | 9
|  | 109 | Fire Riser | 1
|  | 109 | Back Flow Preventer 8” Watts | 1
|  | 109 | Speaker/strobe | 91
|  | 110 | Annunciator System | 1
|  | 110 | Transmitter, Kingfisher | 1
|  | 150 | Annunciator System, Notifier NFW 50
|  | 150 | Transmitter, Kingfisher | 1
|  | 151 | Annunciator System, FCI FC-7100
|  | 151 | Transmitter, Kingfisher | 1
|  | 152 | Annunciator System, Notifier NFW 100
|  | 152 | Transmitter, Kingfisher | 1
|  | 200 | Annunciator System, Notifier NFW 100
|  | 200 | Transmitter, Kingfisher | 1
|  | 200 | Extinguishing System, Wet Pipe | 1
|  | 350 | Annunciator System, Simplex 4005
|  | 350 | Transmitter, Kingfisher | 1
|  | 350 | Extinguishing System, Dry Pipe | 1
|  | 350 | Fire Pump, Electric Motor Driven
|  | 351 | Annunciator System, Simplex 4005
|  | 351 | Transmitter, Kingfisher | 1
|  | 351 | Extinguishing System, Wet Pipe | 1
|  | 360 | Annunciator System, FCI FC-7100
|  | 360 | Transmitter, Kingfisher | 1
|  | 360 | Extinguishing System, Wet Pipe
|  | 360 | Fire Pump, Electric Motor Driven | 1
|  | 361 | Annunciator System, Notifier
|  | 361 | Transmitter, Kingfisher | 1
|  | 361 | Extinguishing System, Wet Pipe | 1
|  | 361 | Extinguishing System, Dry Pipe | 1
|  | 361 | Fire Pump, Electric Motor Driven | 1
|  | 368 | Annunciator System, FCI FC-7100
|  | 368 | Transmitter, Kingfisher | 1
|  | 369 | Annunciator System, FCI FC-7100
|  | 369 | Transmitter, Kingfisher | 1
|  | 378 | Transmitter, Kingfisher | 1
|  | 378 | Electric Fire Pump | 1
|  | 389 | Annunciator System, Siemens Fire Finder
|  | 389 | Transmitter, Kingfisher | 1
|  | 389 | Extinguishing System, Dry Pipe | 1
|  | 390 | Annunciator System, Simplex 4001
|  | 390 | Transmitter, Kingfisher | 1
|  | 390 | Extinguishing System, Wet Pipe | 1
|  | 390 | Extinguishing System, Chemical | 1
|  | 392 | Extinguishing System, Dry Chemical | 3
|  | 400 | Annunciator System, FCI FC-7100
|  | 400 | Transmitter, Kingfisher | 1
|  | 420 | Annunciator System, FCI FC-7100
|  | 420 | Transmitter, Kingfisher | 1
|  | 450 | Annunciator System, EST
|  | 450 | Transmitter, Kingfisher | 1
|  | 450 | Extinguishing System, Wet Pipe | 3
|  | 450 | Extinguishing System, Dry Pipe | 1
|  | 451 | Annunciator System, Gamewell Flex 405
|  | 451 | Transmitter, Kingfisher | 1
|  | 451 | Extinguishing System, Wet Pipe | 1
|  | 452 | Annunciator System, Gamewell Flex 404
|  | 452 | Transmitter, Kingfisher | 1
|  | 454 | Annunciator System, Notifier NFS-320
|  | 454 | Transmitter, Kingfisher | 1
|  | 454 | Extinguishing System, Wet Pipe | 3
|  | 454 | Extinguishing System, Dry Pipe | 2
|  | 454 | Deluge Tank | 2
|  | 454 | Fire Pump, Diesel Engine Driven | 2
|  | 454 | Tank, Diesel Fuel | 2
|  | 459 | Extinguishing System, Gaseous | 1
|  | 550 | Annunciator System, Simplex 4004
|  | 550 | Transmitter, Kingfisher | 1
|  | 550 | Extinguishing System, Dry Pipe | 1
|  | 551 | Annunciator System, FCI 72
|  | 551 | Transmitter, Kingfisher | 1
|  | 552 | Annunciator System, Trips 551
|  | 552 | Transmitter, Kingfisher | 1
Note on F81: [Threaded comment] Your version of Excel allows you to read this threaded comment; however, any edits to it will get removed if the file is opened in a newer version of Excel. Learn more: https://go.microsoft.com/fwlink/?linkid=870924 Comment: @Lizasuain CIV Ricardo D , @Erhardt CIV Michael K Added "fuel tanks" list to ensure it is covered.

## 11-Irrigation Systems
Attachment J-1502000-11
Irregation Systems – MCSF-BI
The Contractor shall develop and implement an Irregation Systems maintenance and repair program for Irregation Systems and all mechanically and electrically interlocked ancillary parts, equipment, and components of the Irregation Systems, such as: Piping, sprinkler heads, back flows, timers, tubing, controllers, pumps, sensors, valves, bubblers etc.
Asset Number | Asset Location | Facility Number | Description
| Flower Beds and East side Grounds | 100 | Back Flow w/ controller and sprinker heads
| Front at Palm Trees | 100 | Back Flow, controller w/ rain and freeze sensors. Drip irregation w/ 2 bubblers per tree
| Parade Field Across from building 100 | 743 | Back Flow w/ controller and sprinker heads
| Police and EOC Facility | 109 | Back Flow, Pedestal mounted controller w/ rain and freeze sensors. Drip irregation w/ 1 bubbler per shrub and 2 bubblers per tree

## 12-Unfired Pressure Vessels
Attachment J-1502000-12
Unfired Pressure Vessels (UPV) – MCSF-BI
UPV Systems commence at and include the utility isolation point of connection and terminate at the steam/hot water point of delivery. The Contractor shall develop and implement an PM program for the UPV Systems and all mechanically and electrically interlocked ancillary parts, equipment, and components of the UPV Systems, such as: meters, pressure vessel, piping, valves, distribution lines, insulation, monitoring and controls systems, etc.
Asset Number | Asset Location | Facility Number | Description | National Board/ Serial Number | Date of Last Certification
Unfired Pressure Vessels (UPVs)
| 1st Floor Mech Room | 109 | 2021, Taco expansion tank 34 Gal. Removable bladder | 478632 | 2021-07-01
A117971 |  | 350 | 2012 Manchester, Compressed Air Tank, 200 Gallon | 304856
|  | 350 | 2011 Steel Fab, Compressed Air Tank, 200 Gallon | 671898
|  | 350 | Air Compressor
|  | 350 | 2012 Manchester, Compressed Air Tank, 165 Gallon | 288583
A117971 |  | 351 | 2008 Quincy-Manchester, Compressed Air Tank, 200 Gallon | 942718
|  | 352 | 2005 Manchester, Compressed Air Tank, 200 Gallon | 108349
A11976 |  | 352 | 1994 Dixie Tank, Compressed Air Tank, 200 Gallon | 477
|  | 353 | 2005 Manchester, Compressed Air Tank, 200 Gallon | 494140
A117972 |  | 354 | 2008 Quincy-Manchester, Compressed Air Tank, 200 Gallon | 511001
|  | 360 | 2012 Atlas Capdo, Compressed Air Tank, 160 Gallon | 32725
|  | 361 | 2013 Steel Fab, Compressed Air Tank, 150 Gallon | 764051
|  | 361 | 2012 Ingersoll Rand-Morganton, Compressed Air Tank, 165 Gallon | 448821
|  | 361 | 2013 Manchester, Compressed Air Tank, 165 Gallon | 312084
|  | 364T | 2015 Silvan Compressed Air Tank 200 Gallon | 797787
56321 |  | 389 | 2012 Jenny-Less MFC, Compressed Air Tank, 200 Gallon | 3331
|  | 390 | 1974 Minnotte, Compressed Air Tank, 200 Gallon | 388
A117973 |  | 390 | 2006 Quincy, Compressed Air Tank, 150 Gallon | 195444
|  | 390 | 2009 Manchester, Compressed Air Tank, 200 Gallon | 108551
|  | 391 | 2009 Steel Fab, Compressed Air Tank, 200 Gallon | 579532
|  | 392 | 2009 Quincy, Compressed Air Tank, 200 Gallon
|  | 392 | 2005 Manchester, Compressed Air Tank, 200 Gallon | 108351
|  | 400 | 2009 Morganton, Compressed Air Tank, 225 Gallon | 5638
A117974 |  | 450 | 2012 Ingersoll Rand-Morganton, Compressed Air Tank, 150 Gallon | 176653
|  | 450 | 1986 Manchester, Compressed Air Tank, 165 Gallon | 137696
|  | 550 | 1997 Manchester, Compressed Air Tank, 200 Gallon | 499819
|  | 614 | 2015 Campbell Hausfeld Compressed Air Tank 80 Gallon | 1890688

## 13-Vertical Transp. Equipment
Attachment J-1502000-13
Vertical Transportation Equipment (VTE) Systems – MCSF-BI
Vertical Transportation Equipment Systems commence at and include the utility isolation point of connection. The Contractor shall develop and implement a IMP program for the Vertical Transportation Equipment Systems and all mechanically and electrically interlocked ancillary parts, equipment, and components of the Vertical Transportation Equipment Systems, such as: doors, cars, tracks, lighting, rails, guides, governors, motors, cables, pulleys, switches, hydraulic cylinders, piping, pumps, hydraulic oil tanks, weights, monitoring and control systems, electrical disconnects, etc. Tanks shall be inspected and maintained in accordance with Federal, State, Local statutes and regulations, in accordance with DoD, DoN and USMC policies, instructions, orders and guidance.
Asset Number | Asset Location | Facility Number | Description | Date of Last Certification
|  | 100 | Passenger Elevator | 2015-10-01
|  | 109 | Passenger Elevator | 2024-12-01
|  | 200 | Passenger Elevator | 2015-10-01
|  | 450 | Freight Elevator | 2015-10-01

## 14-Blast. Paint and Drying Sys
Attachment J-1502000-14
Blast, Paint and Drying Systems – MCSF-BI
Blast, Paint and Drying Systems commence at and include the utility isolation point of connection. The Contractor shall develop and implement an IMP for the Blast, Paint and Drying Systems and all mechanically and electrically interlocked ancillary parts, equipment, and components of the Blast, Paint and Drying Systems to include all Controls Tanks, Prefilters, filters, gages, separators, valves, sensors, cartridges, controllers, doors, alarms, manometers, hoses, fittings ect.
Asset | Asset Location | Facility Number | Description | Quantity
Megadoor | West end of Facility | 361 | Megadoor curtain rool-up | 1
Megadoor | East end of Facility | 361 | Megadoor curtain rool-up | 1
Electric roll-up Door | 107 Paint Storage #1 | 361 | OHD Electric 2 hp Manufacturer Cornell Model ESD20 | 1
Manual roll-up Door | 107 Paint Storage #1 | 361 | OHD Electric 1/3 hp Manufacturer Cornell Model ESD20 | 1
Electric roll-up Door | 115 Paint Storage #2 | 361 | OHD Electric 2 hp Manufacturer Cornell Model ESD20 | 1
Manual roll-up Door | 115 Paint Storage #2 | 361 | OHD Electric 1/3 hp Manufacturer Cornell Model ESD20 | 1
Electric roll-up Door | South side of facility near Paint Booth | 361 | OHD Electric 2 hp Manufacturer Cornell Model ESD20 | 1
Electric roll-up Door | South side of facility near Cure Booth | 361 | OHD Electric 2 hp Manufacturer Cornell Model ESD20 | 1
Overhead Crane | 101 | 361 | Monorail Hoist Manufacturer ACI/MHS 9 TON Model ECHM-18011 | 1
Overhead Crane | 103 | 361 | Monorail Hoist Manufacturer ACI/MHS 9 TON Model ECHM-18011 | 1
EHW-1 Hot Water Heater and Expansion Tank | 130-South side of facility in Admin area | 361 | Electric Water Heater. Manufacturer AO Smith. 250 gallon. Model DVE 300A | 1
EHW-2 Hot Water Heater | 106 Cleaning Room | 361 | Electric Water Heater 10 gallon Manufacturer AO Smith. Model DEL-10 | 1
EHU-1 | Open Bay | 361 | Space Heaters 85 BTU Manufacturer TPI Corp Model T3T512CA1N | 1
EHU-3 | Open Bay | 361 | Space Heaters 85 BTU Manufacturer TPI Corp Model T3T512CA1N | 1
EHU-4 | Open Bay | 361 | Space Heaters 85 BTU Manufacturer TPI Corp Model T3T512CA1N | 1
EHU-5 | Open Bay | 361 | Space Heaters 85 BTU Manufacturer TPI Corp Model T3T512CA1N | 1
EHU-6 | Open Bay | 361 | Space Heaters 85 BTU Manufacturer TPI Corp Model T3T512CA1N | 1
EHU-7 | Open Bay | 361 | Space Heaters 85 BTU Manufacturer TPI Corp Model T3T512CA1N | 1
EHU-8 | Open Bay | 361 | Space Heaters 85 BTU Manufacturer TPI Corp Model T3T512CA1N | 1
EHU-9 | Open Bay | 361 | Space Heaters 85 BTU Manufacturer TPI Corp Model T3T512CA1N | 1
EHU-10 | Open Bay | 361 | Space Heaters 85 BTU Manufacturer TPI Corp Model T3T512CA1N | 1
EHU-11 | Open Bay | 361 | Space Heaters 85 BTU Manufacturer TPI Corp Model T3T512CA1N | 1
EHU-12 | Open Bay | 361 | Space Heaters 85 BTU Manufacturer TPI Corp Model T3T512CA1N | 1
EHU-13 | Open Bay | 361 | Space Heaters 85 BTU Manufacturer TPI Corp Model T3T512CA1N | 1
EHU-14 | Open Bay | 361 | Space Heaters 85 BTU Manufacturer TPI Corp Model T3T512CA1N | 1
EHU-15 | 113 Fire Equipment room | 361 | Space Heaters 17 BTU Manufacturer TPI Corp Model T3T512CA4N | 1
EHU-16 | 116 Boiler Room | 361 | Space Heaters 17 BTU Manufacturer TPI Corp Model T3T512CA4N | 1
Dampers | Throughout Facility | 361 | Dampers. Manufacturer Ruskin. Models MD-15,MD-25,MDRS25, (D)IBD,(D)FD,CFD
AC-1 | Equip. Storage North side of facility outside | 361 | Air Compressor 175hp Ingersol Rand RS132IE 2 stage 125 PSI contact cooled. Rotary screw Building Air | 1
AC-2 | Equip. Storage North side of facility outside | 361 | Air Compressor 175hp Ingersol Rand RS132IE 2 stage 125 PSI contact cooled. Rotary screw Breathing Air | 1
AC-3 | Equip. Storage North side of facility outside | 361 | Air Compressor 175hp Ingersol Rand RS132IE 2 stage 125 PSI contact cooled. Rotary screw Breathing Air | 1
AD-1 Air Dryer System | Equip. Storage North side of facility outside | 361 | Air Dryer Manufacturer Ingersoll Rand 220 psig 400 gallon, 4000cfm Model NVC4000A400 | 1
AP-1 Air Purifier System | Equip. Storage North side of facility outside | 361 | Air Purifier System- Mnufacturer Deltech 450/375scfm @ 100 psig. Model 375 DM | 1
AHU-1 | Compressor Outside Door 128A | 361 | Air conditioner Compressor Manufacturer Johnson Controls Model J10YDC00A2AAA2A | 1
AHU-1 | Blower Unit Room 130 | 361 | Air conditioner Blower Unit Manufacturer Johnson Controls Model J10YDC00A2AAA2A
AHU-2 | Compressor Outside Door 128A | 361 | Air conditioner Compressor Manufacturer LG Model 210KAMZ00243 | 1
AHU-2 | Blower Unit Room 129 Telecommunications Room | 361 | Air conditioner Blower Unit Manufacturer LG Model 210KAMZ00243 | 1
EF-1 | Roof Paint Booth | 361 | Manufacturer Aerovent 25hp Model 48B440-VPBD-1362-10 | 1
EF-2 | Roof Paint Booth | 361 | Manufacturer Aerovent 25hp Model 48B440-VPBD-1125-25 | 1
EF-3 | Roof Paint Booth | 361 | Manufacturer Aerovent 25hp Model 48B440-VPBD-1362-10 | 1
EF-4 | Roof Paint Booth | 361 | Manufacturer Aerovent 10hp Model 48B440-VPBD-1362 | 1
EF-5 | Roof Paint Booth | 361 | Manufacturer Aerovent 25hp Model 48B440-VPBD-1125-25 | 1
EF-6 | Roof Paint Booth | 361 | Manufacturer Aerovent 10hp Model 48B440-VPBD-1362 | 1
EF-7 | Roof Paint Booth | 361 | Manufacturer Aerovent 25hp Model 48B440-VPBD-1125-25 | 1
EF-8 | Roof Paint Booth | 361 | Manufacturer Aerovent 25hp Model 48B440-VPBD-1125-25 | 1
EF-9 | Admin Area | 361 |  | 1
EF-10 | Admin Area | 361 |  | 1
EF-11 | Admin Area | 361 |  | 1
EF-12 | Admin Area | 361 |  | 1
EF-13 | Roof | 361 | Exhaust Fan Manufacturer Greenheck 1700 CFM Model 360-50-X | 1
EF-14 | Roof | 361 | Exhaust Fan Manufacturer Greenheck 1700 CFM Model 360-50-X | 1
EF-15 | Roof | 361 | Exhaust Fan Manufacturer Greenheck 1700 CFM Model 360-50-X | 1
EF-16 | Roof | 361 | Exhaust Fan Manufacturer Greenheck 1700 CFM Model 360-50-X | 1
EF-17 | 107 Paint Storage #1 | 361 | Exhaust Fan Manufacturer Greenheck 17btu Model G-099-B-X | 1
EF-18 | 109 Electrical Room | 361 |  | 1
EF-19 | Toilets on North Side of Facility | 361 | Exhaust Fan | 1
EF-20 | 113 Fire Equipment room | 361 |  | 1
EF-21 | 115 Paint Storage #2 | 361 | Exhaust Fan Manufacturer Greenheck 17btu Model G-099-B-X | 1
EF-22 | 116 Boiler Room | 361 |  | 1
EF-23 | 118 | 361 | Exhaust Fan 17 BTU Manufacturer Greenheck Model G-099-B-X | 1
EF-24 | Top of Cure Booth | 361 | Exhaust Fan Manufacturer Aerovent 1.5hp Model SW ARR.10 CL 2 CW | 1
EF-25 | Top of Cure Booth | 361 | Exhaust Fan Manufacturer Aerovent 1.5hp Model SW ARR.10 CL 2 CW | 1
SF-1 | Blast Room Roof | 361 | Supply Fan Manufacturer Greenheck 12,000cfm Model LSF-24-50 | 1
SF-2 | Blast Room Roof | 361 | Supply Fan Manufacturer Greenheck 12,000cfm Model LSF-24-50 | 1
SF-3 | Blast Room Roof | 361 | Supply Fan Manufacturer Greenheck 12,000cfm Model LSF-24-50 | 1
SF-4 | Blast Room Roof | 361 | Supply Fan Manufacturer Greenheck 12,000cfm Model LSF-24-50 | 1
SF-5 | Blast Room Roof | 361 | Supply Fan Manufacturer Greenheck 12,000cfm Model LSF-24-50 | 1
SF-6 | Blast Room Roof | 361 | Supply Fan Manufacturer Greenheck 12,000cfm Model LSF-24-50 | 1
SF-7 | Blast Room Roof | 361 | Supply Fan Manufacturer Greenheck 12,000cfm Model LSF-24-50 | 1
SF-8 | Blast Room Roof | 361 | Supply Fan Manufacturer Greenheck 12,000cfm Model LSF-24-50 | 1
Paint Booth | Center of Facility | 361 | Manufacturer GFS Model Number ASDS-BS-045032110-SFB With Control Panel.. Half Booths with Internal bi-fold door closed | 1
Booth Filters | Paint Booth | 361 | Wall Panel filters and Ceiling Filters | 440 Wall Filters 846 Ceiling Filters
Fall Protection | Paint Booth | 361 | Rebel Cable Series SRLs | 1
Bi-Fold Doors | Paint Booth | 361 | 1 1/2 ton Bi-fold doors | 6 (3 Sets)
Personnel Door | Paint Booth | 361 | Personel Doors | 4
Make Up Air Unit MUA- 1 | Top of Paint Booth | 361 | 2,000 CFM Cooling Capacity 162 MBH Manufacturer Desert Aire Model ARTT-2333HB | 1
Make Up Air Unit MUA- 2 | Top of Paint Booth | 361 | 2,000 CFM Cooling Capacity 162 MBH Manufacturer Desert Aire Model ARTT-2333HB | 1
Make Up Air Unit MUA- 3 | Top of Paint Booth | 361 | 2,000 CFM Cooling Capacity 162 MBH Manufacturer Desert Aire Model ARTT-2333HB | 1
Make Up Air Unit MUA- 4 | Top of Paint Booth | 361 | 2,000 CFM Cooling Capacity 162 MBH Manufacturer Desert Aire Model ARTT-2333HB | 1
Blast Booth | West end of Facility | 361 | Manufacturer GFS Model Number ASDS-BS-045032110-SBF-S With control panel. Half Booths with Internal bi-fold door closed | 1
Fall Protection | Blast Booth | 361 | Rebel Cable Series SRLs | 1
Bi-Fold Doors | Blast Booth | 361 | 1 1/2 ton Bi-fold doors Manufacturer GFS | 6 (3 Sets)
Personnel Door | Blast Booth | 361 | Personnel Doors | 4
Media Handling System | Equip. Storage North side of facility | 361 | Includes Lower Reclaim, screw conveyors, elevator, belts, bucket, motors, bearings,boots, shafts , pulleys, seals, upper reclaim, separators, trash chute, curtains, hoses. Baffles, counterweights, screens, separators, valves, storage Hopper, controls. Manufacturer- Wheelabrator | 1
Screw Conveyor | Media Handling Equip | 361 | Underfloor Grading | 19
Elevator Bucket Conveyor | Media Handling Equip | 361 |  | 1
Rotary Screen Conyeor | Media Handling Equip | 361 |  | 1
Blast Tank | Media Handling Equip | 361 |  | 1
Rotary Air Lock Valve | Media Handling Equip | 361 |  | 2
Dust Collector Unit -1 | Blast Room Equip | 361 | Donaldson 50,000CFM 105 East 3903676A VH 2-16 | 1
Dust Collector Unit -2 | Blast Room Equip | 361 | Donaldson 50,000CFM 105 East 3903676A VH 2-16 | 1
Dust Collector Unit-3 | Blast Room Equip | 361 | Donaldson 50,000CFM 105 East 3903676A VH 2-16 | 1
Dust Collector Unit-4 | Balst Room Equip | 361 | Donaldson 50,000CFM 105 East 3903676A VH 2-16 | 1
Ventilation East Utility Blower | Balst Room Equip | 361 | Aerovent 125HP 105 East 12-405542-1-2 490-ARR | 1
Ventilation West Utility Blower | Balst Room Equip | 361 | Aerovent 125HP 105 West 12-405542-1-1 490-ARR | 1
Cure Booth | East end of Facility | 361 | Manufacturer Global Finishing Solutions (GFS). Model ASDS-BS-045032110-SBF-S. With Control Panel. Half Booths with internal Bi-fold doors closed | 1
Fall Protection | Cure Booth | 361 | Rebel Cable Series SRLs | 1
Bi-Fold Doors | Cure Booth | 361 | 1 1/2 ton Bi-fold doors Manufacturer GFS | 6 (3 Sets)
Personnel Door | Cure Booth | 361 | Personel Doors | 4
DHU-1 | Ground Level around cure booth | 361 | Dehumidifier Manufacturer GFS Model IH2000-P07A4A 48#/Hour | 1
DHU-2 | Ground Level around cure booth | 361 | Dehumidifier Manufacturer GFS Model IH2000-P07A4A 48#/Hour | 1
DHU-3 | Ground Level around cure booth | 361 | Dehumidifier Manufacturer GFS Model IH2000-P07A4B 48#/Hour | 1
DHU-4 | Ground Level around cure booth | 361 | Dehumidifier Manufacturer GFS Model IH2000-P07A4B 48#/Hour | 1
DHU-5 | Ground Level around cure booth | 361 | Dehumidifier Manufacturer GFS Model IH2000-P07A4A 48#/Hour | 1
MUA-5 | Self-contained A/C dehumidifier units cure booth | 361 | Desert Aire 2,000 cfm cooling capacity 162 mbh Model QS10M4E57666 | 1
MUA-6 | Self-contained A/C dehumidifier units cure booth | 361 | Desert Aire 2,000 cfm cooling capacity 162 mbh Model QS10M4E57666
Paint Mixing Room #1 | 108 | 361 | Model MRG-090812-N Manufacturer GFS Prefabricated Paint Mixing Room | 1
Personnel Door | Paint Mixing Room #1 | 361 | Personnel Doors | 1
Paint Mixing Room #2 | 114 | 361 | Model MRG-090812-N Manufacturer GFS Prefabricated Paint Mixing Room | 1
Personnel Door | Paint Mixing Room #2 | 361 | Personnel Doors | 1
HBC-1 | Paint Mix/Storage 108 | 361 | Heating Blower 2500 cfm Manufacturer Johnson Controls Model AV120W | 1
HBC-2 | Paint Mix/Storage 114 | 361 | Heating Blower 2500 cfm Manufacturer Johnson Controls Model AV120W | 1
EHU-15 | Fire Equipment Room |  | Space Heater | 1
Boiler 1 | Boiler Room 116 | 361 | Boiler, Electric Lochinvar 440,000 BTU/HR Model BWX-36 | 1
Boiler 2 | Boiler Room 116 | 361 | Boiler, Electric Lochinvar 440,000 BTU/HR Model BWX-36 | 1
HWP-1 | Boiler Room 116 | 361 | Hot Water Pump Baldor 625gpm Model F14009 | 1
HWP-2 | Boiler Room 116 | 361 | Hot Water Pump Baldor 625gpm Model F14009 | 1
Blast Booth | Blast Booth | 391 |  | 1
| Blast Booth | 391 | Media Handling Equipment | 1
| Blast Booth | 391 | Dust Collector | 1
| Blast Booth | 391 | Ventilation, East Utility Blower | 1
| Blast Booth | 391 | Ventilation, West Utility Blower | 1
| Blast Booth | 391 | Air Blast Equipment | 1
EDH-1 | Blast Booth | 391 | Fan Louvers | 1
EDH-2 | Blast Booth | 391 | Fan Louvers | 1
EDH-3 | Blast Booth | 391 | Fan Louvers | 1
EDH-4 | Blast Booth | 391 | Fan Louvers | 1
EDH-5 | Blast Booth | 391 | Fan Louvers | 1
EDH-6 | Blast Booth | 391 | Fan Louvers | 1
EDH-7 | Blast Booth | 391 | Fan Louvers | 1
EDH-8 | Blast Booth | 391 | Fan Louvers | 1
Paint Booth | Paint Booth | 392 |  | 1
MUA-1 | Paint Booth | 392 | Make-up Air Blower | 1
MUA-2 | Paint Booth | 392 | Make-up Air Blower | 1
MUA-3 | Paint Booth | 392 | Make-up Air Blower | 1
MUA-4 | Paint Booth | 392 | Make-up Air Blower | 1
EF-1 | Paint Booth | 392 | Exhaust Fan | 1
EF-2 | Paint Booth | 392 | Exhaust Fan | 1
EF-3 | Paint Booth | 392 | Exhaust Fan | 1
EF-4 | Paint Booth | 392 | Exhaust Fan | 1
EF-5 | Paint Booth | 392 | Exhaust Fan | 1
EF-6 | Paint Booth | 392 | Exhaust Fan | 1
EF-7 | Paint Booth | 392 | Exhaust Fan | 1
EF-8 | Paint Booth | 392 | Exhaust Fan | 1
Cure Booth | Cure Booth | 396 |  | 1
DHU-1 | Cure Booth | 396 | Dehumidifier | 1
DHU-2 | Cure Booth | 396 | Dehumidifier | 1
DHU-3 | Cure Booth | 396 | Dehumidifier | 1
DHU-4 | Cure Booth | 396 | Dehumidifier | 1
DHU-5 | Cure Booth | 396 | Dehumidifier | 1
| Cure Booth | 396 | Exhaust Fan | 1
| Cure Booth | 396 | Exhaust Fan | 1
MUA-1 | Cure Booth | 396 | Make-up Air Unit | 1
MUA-2 | Cure Booth | 396 | Make-up Air Unit | 1
MUA-3 | Cure Booth | 396 | Make-up Air Unit | 1
MUA-4 | Cure Booth | 396 | Make-up Air Unit | 1
MUA-5 | Cure Booth | 396 | Make-up Air Unit | 1

## 15-Boiler Systems
Attachment J-1502000-15
Boiler Systems – MCSF-BI
Boiler Systems commence at and include the utility isolation point of connection and terminate at the steam/hot water point of delivery. The Contractor shall develop and implement an PM program for the Boiler Systems and all mechanically and electrically interlocked ancillary parts, equipment, and components of the Boiler Systems, such as: burners, heat exchangers, flash tanks, meters, pressure vessel, pumps, piping, valves, steam regulating valves, steam traps, distribution lines, insulation, chemical feed system, condensation return lines, condensate meters, monitoring and controls systems, etc.
Asset Number | Asset Location | Facility Number | Description | National Board/ Serial Number | Date of Last Certification
|  | 109 | PK Mach CM-300 Natural Gas Boiler 300,000 BTU | ASME 478632
|  | 361 | 2012 A. O. Smith, Electric Boiler, Model 300A 1,802,000 BTU | 14053 / 1301R000040
|  | 361 | 2013 Modulex EXT Hot Water Boiler,Model MLX 2,418,000 BTU | SERIAL 13H00195
|  | 361 | 2013 Modulex EXT Hot Water Boiler,Model MLX 2,418,000 BTU | SERIAL 13H00397
|  | 361 | 2013 Modulex EXT Hot Water Boiler, Model MLX 2,418,000 BTU | SERIAL 13H00398
|  | 450 | 2016 AHRI Model KBN501 467,000 BTU | ASME 396190
|  | 450 | 2016 AHRI Model KBN501 467,000 BTU | ASME 377540

## 16-HVAC and Refrigeration Sys
Attachment J-1502000-16
HVAC and Refrigeration Systems - MCSF-BI
HVAC and Refrigeration Systems commence at and include the utility isolation point of connection and terminate at the conditioned air point of delivery. The Contractor shall develop and implement an IMP for the HVAC and Refrigeration Systems and all mechanically and electrically interlocked ancillary parts, equipment, and components of the HVAC and Refrigeration Systems such as: air handling units, blowers, boilers, chillers, compressors (including air compressors), condensers, controls, cooling towers, dehumidifiers, diffusers, driers, ducts, electrical disconnects, evaporators, fans, fan coil units, filters, fire dampers, fresh air dampers, heaters, heat exchangers, heat pumps, hoods, humidification systems, insulation, intakes, package units, piping, pumps, refrigeration boxes, registers, returns, strainers, ultraviolet lighting, valves, VAV boxes, variable frequency drives, water treatment systems, monitoring and control systems including the EMCS.
The Energy Management Control System (EMCS) is a centralized Building Automation System that provides monitoring and control of HVAC systems (e.g., Chillers, Air Handlers, Cooling Towers, Pumps, DX Split Systems, Outside Air Units, Variable Air Volume Boxes, Fan Terminal Units, etc.) in multiple facilities. The EMCS includes all equipment and components of the EMCS (e.g., Hardware, Software, Controllers, Field Devices, Graphics, monitoring and control system, etc.).
Asset Number | Asset Location | Facility Number | System Number 1 of N (Total) |  |  | Capacity (Tons) | Air Handler Units | Type | Distribution | Controls | Humidity Control | Condensers | Cooling Method | Dedicated Boiler | Cooling Tower Quantity | Notes
| South End | 100 | 1 |  | 1 | 60 | 1 | Package | AH/FTU | Electronic | No | Air Cool | Direct | No | No
| Roof E/S | 100 | 1 |  | 1 | 30 | 1 | Package | AH/FTU | Electronic | No | Air Cool | Direct | No | No
| Roof W/S | 100 | 1 |  | 1 | 30 | 1 | Package | AH/FTU | Electronic | No | Air Cool | Direct | No | No
| Roof/Middle | 100 | 1 |  | 1 | 30 | 1 | Package | AH/FTU | Electronic | No | Air Cool | Direct | No | No
| Roof/E/S | 100 | 1 |  | 1 | 3 | 1 | Package | AH | Electronic | Yes | Air Cool | Direct | No | No
| Eastside | 100 | 1 |  | 1 | 10 | 1 | Split | AH | Electronic | Yes | Air Cool | Direct | No | No
| Eastside | 100 | 1 |  | 1 | 10 | 1 | Split | AH | Electronic | Yes | Air Cool | Direct | No | No
| Westside | 100 | 1 |  | 1 | 3 | 1 | Split | AH | Electronic | No | Air Cool | Direct | No | No
| Westside | 100 | 1 |  | 1 | 4 | 1 | Split | AH | Electronic | No | Air Cool | Direct | No | No
| Eastside | 100 | 1 |  | 1 | 1.5 | 1 | Split | Ductless | Electronic | No | Air Cool | Direct | No | No
| West/ Server Room | 100 | 1 |  | 1 | 1 | 1 | Split | Ductless | Electronic | No | Air Cool | Direct | No | No
| Southside (switch gear) | 100 | 1 |  | 1 | 2 | N/A | Wall mount | NA | Electronic | No | Air Cool | Direct | No | No
| Southeast | 101 | 1 |  | 1 | 2.5 | 1 | Split | AH | Electronic | No | Air Cool | Direct | No | No
| East | 104 | 1 |  | 1 | 6 | 1 | Split | AH | Electronic | No | Air Cool | Direct | No | No
| Southside | 104 | 1 |  | 1 | 15 | 1 | Split | AH | Electronic | No | Air Cool | Direct | No | No
| L.R>Southside | 104 | 1 |  | 1 | 2 | 1 | Split/ Ductless |  | Electronic | No | Air Cool | Direct | No | No
| IT Office | 104 | 1 |  | 1 | 2.5 | 1 | Split | AH | Electronic | No | Air Cool | Direct | No | No
| Westside | 104 | 1 |  | 1 | 6 | 1 | Split | AH | Electronic | No | Air Cool | Direct | No | No
| IT Westside | 104 | 1 |  | 1 | 2 | 1 | Split | AH | Electronic | No | Air Cool | Direct | No | No
| Westside | 104 | 1 |  | 1 | 6 | 1 | Split | AH | Electronic | No | Air Cool | Direct | No | No
| Dispatch W.S. | 104 | 1 |  | 1 | 2 | 1 | Split | AH | Electronic | No | Air Cool | Direct | No | No
| Storage Building | 105 |  | 1 | 1 | 2 | 1 | split/Ductless | AH | Electronic | No | Air Cool | Direct | No | No
| SPRUNG SHELTER @ LIGHTERAGE LOT | 364T | 1 |  | 4 | 1.5 | N/A | Window Unit | N/A | Electronic | No | Air Cool | Direct | No | No
| SPRUNG SHELTER @ LIGHTERAGE LOT | 364T | 2 |  | 4 | 1.5 | N/A | Window Unit | N/A | Electronic | No | Air Cool | Direct | No | No
| SPRUNG SHELTER @ LIGHTERAGE LOT | 364T | 3 |  | 4 | 1.5 | N/A | Window Unit | N/A | Electronic | No | Air Cool | Direct | No | No
| SPRUNG SHELTER @ LIGHTERAGE LOT | 364T | 4 |  | 4 | 5 | 1 | Split | N/A | Electronic | No | Air Cool | Direct | No | No
| SPRUNG SHELL STORAGE (Small BLDG inside) | 811T | 1 |  | 1 | 1.5 | N/A | Window Unit | N/A | Electronic | No | Air Cool | Direct | No | No
| Office Space | 864T | 1 |  | 3 | 2 | 1 | Split | AH | Electronic | No | Air Cool | Direct | No | No
| Office Space | 864T | 2 |  | 3 | 2 | 1 | Split | AH | Electronic | No | Air Cool | Direct | No | No
| Office Space | 864T | 3 |  | 3 | 2 | 1 | Split | AH | Electronic | No | Air Cool | Direct | No | No
| West/ Police Storage Bldg. | 108 | 1 |  | 4 | 2 | N/A | Split | N/A | Electronic | No | Air Cool | Direct | No | No
| West/ Police Storage Bldg. | 108 | 2 |  | 4 | 2 | N/A | Split | N/A | Electronic | No | Air Cool | Direct | No | No
| West/ Police Storage Bldg. | 108 | 3 |  | 4 | 2 | N/A | Split | N/A | Electronic | No | Air Cool | Direct | No | No
| West/ Police Storage Bldg. | 108 | 4 |  | 4 | 3 | N/A | Split | N/A | Electronic | No | Air Cool | Direct | No | No
| Westside/131 | 109 | 1 |  | 1 | 20 | 1 | Split | AH | DDC | Yes | Air Cool | Direct | No | No | AAON
| Westside/131 | 109 | 1 |  | 1 | 16 | 1 | Split | AH | DDC | Yes | Air Cool | Direct | No | No | AAON
| Westside/214 | 109 | 1 |  | 1 | 15 | 1 | Split | AH | DDC | Yes | Air Cool | Direct | No | No | AAON
| Westside/214 | 109 | 1 |  | 1 | 7 | 1 | Split | AH | DDC | Yes | Air Cool | Direct | No | No | AAON
| Exterior/115 | 109 | 1 |  | 1 | 1 | 1 | Split/Ductless | AH | DDC | No | Air Cool | Direct | No | No | Samsung
| Exterior/210 | 109 | 1 |  | 1 | 2 | 1 | Split/Ductless | AH | DDC | No | Air Cool | Direct | No | No | Samsung
| Exterior/226 | 109 | 1 |  | 1 | 3 | 1 | Split/Ductless | AH | DDC | No | Air Cool | Direct | No | No | Samsung
| Exterior/203 | 109 | 1 |  | 1 | 2 | 1 | Split/Ductless | AH | DDC | No | Air Cool | Direct | No | No | Samsung
| Exterior/219 | 109 | 1 |  | 1 | 1 | 1 | Split/Ductless | AH | DDC | No | Air Cool | Direct | No | No | Samsung
| Northside | 151 | 1 |  | 1 | 3 | 1 | Split | AH | Electronic | No | Air Cool | Direct | No | No
| Eastside | 152 | 1 |  | 1 | 2.5 | 1 | Split | AH | Electronic | No | Air Cool | Direct | No | No
| Northeast Addition | 152 | 1 |  | 1 | 2.5 | 1 | Split | AH | DDC | No | Air Cool | Direct | No | No
| Southside | 200 | 1 |  | 1 | 25 | 2 | Chiller | AH | Electronic | No | Water Cool | Chilled | No | No | Closed Water Loop
| Westside | 200 | 1 |  | 1 | 2 | NA | Split | AH | Electronic | No | Air Cool | Direct | No | No
| Southside | 200 | 1 |  | 1 | 2 | 1 | Split | AH | Electronic | No | Air Cool | Direct | No | No
| Southside | 200 | 1 |  | 1 | 2 | 1 | Split | AH | Electronic | No | Air Cool | Direct | No | No
| Southside | 200 | 1 |  | 1 | 2 | 1 | Split | AH | Electronic | No | Air Cool | Direct | No | No
| Southside | 200 | 1 |  | 1 | 2 | 1 | Split | AH | Electronic | No | Air Cool | Direct | No | No
| Westside | 200 | 1 |  | 1 | 2 | 1 | Split | AH | Electronic | No | Air Cool | Direct | No | No
| Westside | 200 | 1 |  | 1 | 2 | 1 | Split | AH | Electronic | No | Air Cool | Direct | No | No
| Westside | 200 | 1 |  | 1 | 2 | 1 | Split | AH | Electronic | No | Air Cool | Direct | No | No
| Northside | 320 | 1 |  | 1 | 2 | 1 | Package | AH | Electronic | No | Air Cool | Direct | No | No
| West side | 340 | 1 |  | 1 | 2 | 1 | Ductless | AH | Electronic | No | Air Cool | Direct | No | No
| Eastside | 341 | 1 |  | 1 | 2.5 | 1 | Split | AH | Electronic | No | Air Cool | Direct | No | No
| Inside Modular Office | 341 | 1 |  | 1 | 2 | NA | Window Unit | NA | Electronic | No | Air Cool | Direct | No | No
| West side | 342 | 1 |  | 1 | 3 | 1 | Split | AH | Electronic | No | Air Cool | Direct | No | No
| Modular Office inside | 342 | 1 |  | 1 | 1.5 | NA | Window Unit | NA | Electronic | No | Air Cool | Direct | No | No
| Southwest | 343 | 1 |  | 1 | 3 | 1 | Split | AH | Electronic | No | Air Cool | Direct | No | No
| G-3 Office | 350 | 1 |  | 1 | 1.5 | NA | P-Tac | NA | Electronic | No | Air Cool | Direct | No | No
| G-2 Office | 350 | 1 |  | 1 | 1.5 | NA | P-Tac | NA | Electronic | No | Air Cool | Direct | No | No
| G-1 Office | 350 | 1 |  | 1 | 1.5 | NA | P-Tac | NA | Electronic | No | Air Cool | Direct | No | No
| G-6 Office Down Stairs | 350 | 1 |  | 1 | 1.5 | NA | P-Tac | NA | Electronic | No | Air Cool | Direct | No | No
| G-6-A Office Down Stairs | 350 | 1 |  | 1 | 1.5 | NA | Window Unit | NA | Electronic | No | Air Cool | Direct | No | No
| G-7 Office Down Stairs | 350 | 1 |  | 1 | 1.5 | NA | P-Tac | NA | Electronic | No | Air Cool | Direct | No | No
| Old Break room | 350 | 2 |  | 1 | 1.5 | NA | P-Tac | NA | Electronic | No | Air Cool | Direct | No | No
| G-8 Office | 350 | 1 |  | 1 | 1.5 | NA | P-Tac | NA | Electronic | No | Air Cool | Direct | No | No
| Com Room Upstairs | 350 | 1 |  | 1 | 1.5 | NA | Window Unit | NA | Electronic | No | Air Cool | Direct | No | No
| Center upstairs Office M-8 | 350 | 1 |  | 1 | 1.5 | NA | P-Tac | NA | Electronic | No | Air Cool | Direct | No | No
| Center upstairs Office M-9 | 350 | 1 |  | 1 | 1.5 | NA | P-Tac | NA | Electronic | No | Air Cool | Direct | No | No
| Center upstairs Office M-7 | 350 | 1 |  | 1 | 1.5 | NA | P-Tac | NA | Electronic | No | Air Cool | Direct | No | No
| Center upstairs Office M-7 | 350 | 1 |  | 1 | 1.5 | NA | Window Unit | NA | Electronic | No | Air Cool | Direct | No | No
| Center upstairs Office M-8 | 350 | 1 |  | 1 | 1.5 | NA | P-Tac | NA | Electronic | No | Air Cool | Direct | No | No
| Center upstairs Office M-6 N>E | 350 | 1 |  | 1 | 1.5 | NA | P-Tac | NA | Electronic | No | Air Cool | Direct | No | No
| Center upstairs Office M-5 N>E | 350 | 1 |  | 1 | 1.5 | NA | P-Tac | NA | Electronic | No | Air Cool | Direct | No | No
| Center upstairs Office M-4 N>E | 350 | 1 |  | 1 | 1.5 | NA | P-Tac | NA | Electronic | No | Air Cool | Direct | No | No
| Center upstairs Office M-3 N>E | 350 | 1 |  | 1 | 1.5 | NA | P-Tac | NA | Electronic | No | Air Cool | Direct | No | No
| Center Downstairs Office G-4 | 350 | 1 |  | 1 | 1.5 | NA | P-Tac | NA | Electronic | No | Air Cool | Direct | No | No
| Center Downstairs Office G-9 | 350 | 1 |  | 1 | 1.5 | NA | P-Tac | NA | Electronic | No | Air Cool | Direct | No | No
| Center Downstairs Office G-10 | 350 | 1 |  | 1 | 1.5 | NA | P-Tac | NA | Electronic | No | Air Cool | Direct | No | No
| Upstairs Office M-10 | 350 | 1 |  | 1 | 1.5 | NA | P-Tac | NA | Electronic | No | Air Cool | Direct | No | No
| Upstairs Office M-11 | 350 | 1 |  | 1 | 1.5 | NA | P-Tac | NA | Electronic | No | Air Cool | Direct | No | No
| Weapons Tech Shop Green Cont. | 350 | 1 |  | 1 | 1.5 | NA | Window Unit | NA | Electronic | No | Air Cool | Direct | No | No
| Shop Ordnance Maint. Optic | 350 | 1 |  | 1 | 1.5 | NA | P-Tac | NA | Electronic | No | Air Cool | Direct | No | No
| Upstairs Office M-12 | 350 | 1 |  | 1 | 1.5 | NA | P-Tac | NA | Electronic | No | Air Cool | Direct | No | No
| Upstairs Office M-13 | 350 | 1 |  | 1 | 1.5 | NA | P-Tac | NA | Electronic | No | Air Cool | Direct | No | No
| Machine Shop Westside | 350 | 1 |  | 1 | 1.5 | NA | Window Unit | NA | Electronic | No | Air Cool | Direct | No | No
| West Machine Shop | 350 | 1 |  | 1 | 1.5 | NA | Window Unit | NA | Electronic | No | Air Cool | Direct | No | No
| Electrical S.G. Westside Bldg. | 350 | 1 |  | 1 | 2 | NA | Window Unit | NA | Electronic | No | Air Cool | Direct | No | No
| North End | 350 | 1 |  | 1 | 3 | 1 | Split | AH | Electronic | No | Air Cool | Direct | No | No
| South Restroom Roof | 350 | 1 |  | 1 | 5 | 1 | Package | AH | Electronic | No | Air Cool | Direct | No | No
| North End | 350 | 1 |  | 1 | 3 | 1 | Split | AH | Electronic | No | Air Cool | Direct | No | No
| Southwest | 350 | 1 |  | 1 | 3 | 1 | Split | AH | Electronic | No | Air Cool | Direct | No | No
| East/ Server Room | 350 | 1 |  | 1 | 1 | 1 | split/Ductless | AH | Electronic | No | Air Cool | Direct | No | No
| East Side | 350 | 1 |  | 1 | 7.5 | 1 | Split | AH | Electronic | No | Air Cool | Direct | No | No
| West/Tool Room | 350 | 1 |  | 1 | 1.5 | NA | Window Unit | NA | Electronic | No | Air Cool | Direct | No | No
| Roof/E/S | 351 | 1 |  | 1 | 25 | NA | Package | AH | Electronic | No | Air Cool | Direct | No | No
| East/ Server Room | 351 | 1 |  | 1 | 1 | 1 | split/Ductless | AH | Electronic | No | Air Cool | Direct | No | No
| Tool Room | 351 | 1 |  | 1 | 1.5 | NA | Window Unit | NA | Electronic | NO | Air Cool | Direct | No | No
| West/QA Office #118 | 351 | 1 |  | 1 | 1.5 | NA | Window Unit | NA | Electronic | No | Air Cool | Direct | No | No
| S/E End Roof | 351 | 1 |  | 1 | 7.5 | 1 | Split | AH | Electronic | No | Air Cool | Direct | No | No
| West Side | 351 | 1 |  | 1 | 3 | 1 | Split | AH | Electronic | No | Air Cool | Direct | No | No
| Eastside( Switch Gear) | 354 | 1 |  | 1 | 2 | NA | Wall hung | NA | Electronic | No | Air Cool | Direct | No | No
| West Side | 356 | 1 |  | 1 | 1 | 1 | Package | AH | Electronic | No | Air Cool | Direct | No | No
| Westside | 360 | 1 |  | 1 | 2.5 | 1 | Split | AH | Electronic | No | Air Cool | Direct | No | No
| Westside | 360 | 1 |  | 1 | 1 | 1 | Split | AH | Electronic | No | Air Cool | Direct | No | No
| Admin | 361 | 1 |  | 1 | 5 | 1 | Split | AH | Electronic | No | Air Cool | Direct | No | No
| Data Room | 361 | 1 |  | 1 | 2 | 1 | Split | AH | Electronic | No | Air Cool | Direct | No | No
| East end | 361 | 1 |  | 1 | 20 | 1 | Dehumidifier | AH | Electronic | Yes | Air Cool | Direct | No | No
| East end | 361 | 1 |  | 1 | 20 | 1 | Dehumidifier | AH | Electronic | Yes | Air Cool | Direct | No | No
| East end | 361 | 1 |  | 1 | 20 | 1 | Dehumidifier | AH | Electronic | Yes | Air Cool | Direct | No | No
| East end | 361 | 1 |  | 1 | 20 | 1 | Dehumidifier | AH | Electronic | Yes | Air Cool | Direct | No | No
| East end | 361 | 1 |  | 1 | 20 | 1 | Dehumidifier | AH | Electronic | Yes | Air Cool | Direct | No | No
| Roof East | 361 | 1 |  | 1 | 15 | 1 | Dehumidifier | AH | Electronic | Yes | Air Cool | Direct | No | No
| Roof East | 361 | 1 |  | 1 | 15 | 1 | Dehumidifier | AH | Electronic | Yes | Air Cool | Direct | No | No
| By GA Pump (Filling Station Shack) | 366T | 1 |  | 1 | 1.5 | NA | Window Unit | NA | Electronic | No | Air Cool | Direct | No | No
| Northside | 368 | 1 |  | 1 | 1.5 | 1 | Package | AH | Electronic | No | Water Cool | Direct | No | No
| Westside | 368 | 1 |  | 1 | 1.5 | 1 | Package | AH | Electronic | No | Water Cool | Direct | No | No | Closed Water Loop
| Westside | 369 | 1 |  | 1 | 2 | 1 | Package | AH | Electronic | No | Water Cool | Direct | No | No
| Westside | 369 | 1 |  | 1 | 2 | 1 | Package | AH | Electronic | No | Water Cool | Direct | No | No
| Eastside | 389 | 1 |  | 1 | 2.5 | 1 | Split | AH | Electronic | No | Air Cool | Direct | No | No
| Roof N. End | 390 | 1 |  | 1 | 2 | 1 | Package | AH | Electronic | No | Air Cool | Direct | No | No
| Northside (Electrical Switch Gear) | 390 | 1 |  | 1 | 2 | NA | Window Unit | NA | Electronic | No | Air Cool | Direct | No | No
| Tool room Northside | 390 | 1 |  | 1 | 2 | NA | Window Unit | NA | Electronic | No | Air Cool | Direct | No | No
| Southeast Potable Shower | 391 | 1 |  | 1 | 1.5 | NA | Window Unit | NA | Electronic | No | Air Cool | Direct | No | No
| Cleaning Room | 390 | 1 |  | 1 | 1.5 | NA | Window Unit | NA | Electronic | No | Air Cool | Direct | No | No
| Southside | 397 | 1 |  | 1 | 4 | 1 | Split | AH | Electronic | No | Air Cool | Direct | No | No
| Northside | 398 | 1 |  | 1 | 4 | 1 | Split | AH | Electronic | No | Air Cool | Direct | No | No
| Northside | 399 | 1 |  | 1 | 5 | 1 | Split | AH | Electronic | No | Air Cool | Direct | No | No
| Westside | 400 | 1 |  | 1 | 1 | 1 | Split/Ductless | AH | Electronic | No | Air Cool | Direct | No | No
| Westside | 400 | 1 |  | 1 | 1 | 1 | Split/ Ductless | AH | Electronic | No | Air Cool | Direct | No | No
| Second Deck West Office | 400 | 1 |  | 1 | 1 | 1 | Split/ Ductless | AH | Electronic | No | Air Cool | Direct | No | No
| Westside | 400 | 1 |  | 1 | 1 | 1 | Split/Ductless | AH | Electronic | No | Air Cool | Direct | No | No
| Northside | 400 | 1 |  | 1 | 1.5 | 1 | split | AH | Electronic | No | Air Cool | Direct | No | No
| Northside | 400 | 1 |  | 1 | 1.5 | 1 | split | AH | Electronic | No | Air Cool | Direct | No | No
| Northside | 406 | 1 |  | 1 | 4 | 1 | split | AH | Electronic | No | Air Cool | Direct | No | NO
| Eastside | 420 | 1 |  | 1 | 4 | 1 | Split | AH | Electronic | Yes | Air Cool | Direct | No | No
| Eastside | 420 | 1 |  | 1 | 4 | 1 | Split | AH | Electronic | Yes | Air Cool | Direct | No | No
| Equit.RM. | 450 | 1 |  | 1 | 150 | 1 | Pac.Chiller | AH | Pneumatic | No | Water Cool | Chilled | No | No | Closed Water Loop
| Roof | 450 | 1 |  | 1 | 60 | 1 | Split | AH | Pneumatic | No | Water Cool | Chilled | No | No
| Roof | 450 | 1 |  | 1 | 60 | 1 | Split | AH | Pneumatic | No | Water Cool | Chilled | No | No
| South Loading Dock Office# 12 | 450 | 1 |  | 1 | 1 | 1 | Window | NA | Electronic | No | Air Cool | Direct | No | No
| SW MOD Office High Bay #13 | 450 | 1 |  | 1 | 1 | 1 | Window | NA | Electronic | No | Air Cool | Direct | No | No
| Second Deck # 14 | 450 | 1 |  | 1 | 1 | 1 | Window | NA | Electronic | No | Air Cool | Direct | No | No
| Second Deck # 15 | 450 | 1 |  | 1 | 1 | 1 | Window | NA | Electronic | No | Air Cool | Direct | No | No
| Second Deck South MEZZ # 16 | 450 | 1 |  | 1 | 0.5 | 1 | Window | NA | Electronic | No | Air Cool | Direct | No | No
| North West | 450 | 1 |  | 1 | 1.5 | 1 | Package | AH | Electronic | No | Air Cool | Direct | No | No
| North West | 450 | 1 |  | 1 | 2.5 | 1 | Split | AH | Electronic | No | Air Cool | Direct | No | No
| South West | 450 | 1 |  | 1 | 2 | 1 | Split | AH | Electronic | No | Air Cool | Direct | No | No
| South End | 450 | 1 |  | 1 | 5 | 1 | Split | AH | Electronic | No | Air Cool | Direct | No | No
| North West | 450 | 1 |  | 1 | 3 | 1 | Split | AH | Electronic | No | Air Cool | Direct | No | No
| Roof | 450 | 1 |  | 1 | 3 | 1 | Split | AH | Electronic | No | Air Cool | Direct | No | No
| Roof | 450 | 1 |  | 1 | 3 | 1 | Split | AH | Electronic | No | Air Cool | Direct | No | No
| Modula Office inside NE | 450 | 1 |  | 1 | 1.5 | 1 | Window Unit | NA | Electronic | No | Air Cool | Direct | No | No
| Packaging and Preservation | 450 | 1 |  | 1 | 1.5 | 1 | Window Unit | NA | Electronic | No | Air Cool | Direct | No | No
| Break Room | 450 | 1 |  | 1 | 5 | 1 | AH | NA | Electronic | No | Air Cool | Direct | No | No
| West wing 2 floor Modular | 450 | 1 |  | 1 | 5 | 1 | AH | NA | Electronic | No | Air Cool | Direct | No | No
| South Dock | 450 | 1 |  | 1 | 2 | 1 | AH | NA | Electronic | No | Air Cool | Direct | No | No
| North Dock HAZMAT | 450 | 1 |  | 1 | 2 | 1 | AH | AH | Electronic | No | Air Cool | Direct | No | No
| Manager Office | 450 | 1 |  | 1 | 2.5 | 1 | AH | AH | Electronic | No | Air Cool | Direct | No | No
| Property Control Office | 450 | 1 |  | 1 | 3 | 1 | AH | AH | Electronic | No | Air Cool | Direct | No | No
| TMO Office | 450 | 1 |  | 1 | 3 | 1 | AH | AH | Electronic | No | Air Cool | Direct | No | No
| MEDICAL P-28 | 450 | 1 |  | 1 | 3 | 1 | AH | AH | Electronic | No | Air Cool | Direct | No | No
| North end | 450 | 1 |  | 1 | 100 AH | 1 | AH | AH | Electronic | No | Air Cool | Direct | No | No
| South end | 450 | 1 |  | 1 | 100 AH | 1 | AH | AH | Electronic | No | Air Cool | Direct | No | No
| PP&P manager | 450 | 1 |  | 1 | 3 | 1 | Ductless | NA | Electronic | No | Air Cool | Direct | No | No
| PP&P Tool Room | 450 | 1 |  | 1 | 3 | 1 | Ductless | NA | Electronic | No | Air Cool | Direct | No | No
| PP&P Break Room | 450 | 1 |  | 1 | 4 | 1 | Ductless | NA | Electronic | No | Air Cool | Direct | No | No
| North | 451 | 1 |  | 1 | 9.5 | 1 | Split | AH | Electronic | No | Air Cool | Direct | No | No
| Southeast | 451 | 1 |  | 1 | 9.5 | 1 | Split | AH | Electronic | No | Air Cool | Direct | No | No
| East | 451 | 1 |  | 1 | 2.5 | 1 | Split | AH | Electronic | No | Air Cool | Direct | No | No
| South Side | 453 | 1 |  | 1 | 10 | 1 | Package | AH | Electronic | No | Air Cool | Direct | No | No
| South Side | 453 | 1 |  | 1 | 10 | 1 | Package | AH | Electronic | No | Air Cool | Direct | No | No
| Northside | 454 | 1 |  | 1 | 180 | 4 | Chiller Split | Ah | Electronic | No | Water Cool | Chilled | No | No | Closed Water Loop
| Equit.RM. | 454 | 1 |  | 1 | 1 | 1 | Dustless | AH | Electronic | No | Air Cool | Direct | No | No
| DRMO Office | 457 | 1 |  | 1 | 1.5 | NA | Window Unit | NA | Electronic | No | Air Cool | Direct | No | No
| Southside | 550 | 1 |  | 1 | 4 | 1 | Split | AH | Electronic | No | Air Cool | Direct | No | No
| Breakroom/South | 550 | 1 |  | 1 | 0.5 | NA | Window Unit | NA | Electronic | No | Air Cool | Direct | No | No
| Admin. Office/South | 550 | 1 |  | 1 | 0.5 | NA | Window | NA | Electronic | No | Air Cool | Direct | No | No
| Southside | 550 | 1 |  | 1 | 1 | 1 | Ductless Spilt | AH | Electronic | No | Air Cool | Direct | No | No
| Two Story Modular | 550 | 1 |  | 1 | 1.5 | NA | Window Unit | NA | Electronic | No | Air Cool | Direct | No | No
| South end | 815 | 1 |  | 1 | 2 | 1 | Dustless | AH | Electronic | No | Air Cool | Direct | No | No
| North end | 815 | 1 |  | 1 | 2 | 1 | Dustless | AH | Electronic | No | Air Cool | Direct | No | No
| South Side | 861T | 1 |  | 1 | 3 | 1 | Split | AH | Electronic | No | Air Cool | Direct | No | No
| Server Room | 861T | 1 |  | 1 | 1 | NA | Ductless | NA | Electronic | No | Air Cool | Direct | No | No
| Trailer inside | 861T | 1 |  | 1 | 3 | NA | Wall hung | NA | Electronic | No | Air Cool | Direct | No | No
| South East | 810T | 1 |  | 1 | 25 | 1 | Package | AH | Electronic | No | Air Cool | Direct | No | No
| South West | 810T | 1 |  | 1 | 25 | 1 | Package | AH | Electronic | No | Air Cool | Direct | No | No
| North East | 810T | 1 |  | 1 | 25 | 1 | Package | AH | Electronic | No | Air Cool | Direct | No | No
| North West | 810T | 1 |  | 1 | 25 | 1 | Package | AH | Electronic | No | Air Cool | Direct | No | No
| North West | 810T | 1 |  | 1 | 4 | 1 | Package | AH | Electronic | No | Air Cool | Direct | No | No
| North | 811T | 1 |  | 1 | 9.5 | 1 | Split | AH | Electronic | No | Air Cool | Direct | No | No
| Weigh Station | 825 | 1 |  | 1 | 2 | NA | Window Unit | NA | Electronic | No | Air Cool | Direct | No | No
| Southside close to 104-A | SH003 | 1 |  | 1 | 1.5 | NA | Window Unit | NA | Electronic | No | Air Cool | Direct | No | No
| Northside Hardstand | SH001 | 1 |  | 1 | 1.5 | NA | Window Unit | NA | Electronic | No | Air cool | Direct | No | NO
| Eastside | SH004 | 1 |  | 1 | 1.5 | NA | Window Unit | NA | Electronic | No | Air Cool | Direct | No | No
| Westside | SH005 | 1 |  | 1 | 1.5 | NA | Window Unit | NA | Electronic | No | Air Cool | Direct | No | No
| Westside | SH006 | 1 |  | 1 | 1.5 | NA | Window Unit | NA | Electronic | No | Air Cool | Direct | No | No
| Eastside Hardstand | TR001 | 1 |  | 1 | 3 | NA | Window Unit | NA | Electronic | No | Air Cool | Direct | No | No
| Eastside | TR002 | 1 |  | 1 | 3 | NA | Window Unit | NA | Electronic | No | Air Cool | Direct | No | No
| Southeast | 108 | 1 |  | 1 | 3 | 1 | Wall Hung Split Unit | NA | Electronic | No | Air Cool | Direct | No | No
|  |  | 1 |  | 2 | 1
|  |  | 1 |  | 3 | 1
|  |  | 1 |  | 4 | 1
| MBOS | TR014 | 1 |  | 1 | 3 | NA | Wall Hung | NA | Electronic | No | Air Cool | Direct | No | No

## 17-Temperature Standards
Attachment J-1502000-17
Temperature Standards for HVAC and Refrigeration Systems – MCSF-BI
HVAC Systems
| Degrees Fahrenheit dry bulb |  | Degrees Fahrenheit dry bulb
| Occupied Hours |  | Unoccupied Hours
Area | Cooling Season | Heating Season | Cooling Season | Heating Season
Living & Admin. Areas (Inactive Employment) | 76-78 | 65-70 | 80 | 60
Working Areas (Active Employment) | 76-78 | 65-70 | 80 | 60
Storage Areas | 76-78 | 55 | 80 | 55
Computer Areas | 70 | 65-70 | 70 | 60
Training Areas | 76-78 | 65-70 | 80 | 60
Refrigeration Systems
Type | Degrees Fahrenheit
Frozen Meat | 0 to ‑5
Fresh Meat | 30 to 34
Ice Storage | 28 to 30
Dairy Products | 32 to 34
Ice Cream | 0 to ‑5
Beer | 35 to 39
Fruits and Vegetables | 36 to 42
Chill Room | 35 to 39

## 18-Railroad Signal and Battery
Attachment J-1502000-18
Railroad Signal, Battery House Systems and Equipment commence at and include the utility isolation point of connection. The Contractor shall develop and implement an IMP for the Railroad Signal, Battery House Systems and Equipment and all mechanically and electrically interlocked ancillary parts, equipment, and components of the Railroad Signal, Battery House Systems and Equipment.
Map Callout | Asset Number | Asset Location | Description | Size | Quantity
| RR01 | 5255 | Battery House (North American Signal) | N/A | 1

## 19-Backflow Prevention Devices
BPD IDENTIFICATION |  | LOCATION INFORMATION | [6 empty] | BPD GENERAL INFORMATION |  |  |  |  | CERTIFICATION
Assigned (Map) No. | Serial No. | Bldg. No. | Address | Location | Latitude | Longitude | UTM Easting | UTM Northing | Piping Size (in) | Asset No. | Model | Type | Condition | Certification Date | Certified By | Frequency of Certification | Meter Serial No. | Meter Scan ID | Meter Manufacturer or Owner | Equipment No.
1 | ABA28528 | 110 | 5259 Channel View Blvd. | Pass and ID Office | 30°24'36.11"N | 81°32'09.48"W | 17R 448520.71 | 3364343.36 | 1" | JAX-110-BFP-01 | Wilkins | RP |  |  |  |  | 81850228
18 | ABAZ8518 | 100 | 5880 CHANNEL VIEW BV | Along N Wall of Bldg. behind plants | 30°24'21.72"N | 81°31'18.86"W | 17R 449869.25 | 3363894.08 | 1" | JAX-100-BFP-03 | Zurn Wilkins 950 XL | RP | Good | 2021-04-27 | AEGIS Fire & Intergrated Services |  | Process 89214003? | NA | NA
19 | 1780599 | 100 | 5880 CHANNEL VIEW BV | Slipway Dr. E Wall of Bldg.; W of Pavillion | 30°24'20.27"N | 81°31'17.93"W | 17R 449893.86 | 3363849.33 | 1.5" | A118003 | Zurn Wilkins 950 XL | RP Fire System | Good | 2021-04-27 | AEGIS Fire & Intergrated Services |  | 52994552 | NA | NA
20 | ABA28537 | 100 | 5880 CHANNEL VIEW BV | Interior - Room 146 Mechanical Room | 30°24'21.18"N | 81°31'19.85"W | 17R 449842.76 | 363877.58 | 1" | A11800 | Zurn Wilkins 575A | RP | Good | failed | AEGIS Fire & Intergrated Services |  | 89214003 |  | JEA Meter / Sensus
6 | 991240 | 104 | 5672 CHANNEL VIEW BV | Channel View Blvd. Shandwhich Shop | 30°24'29.94"N | 81°31'33.84"W | 17R 449470.73 | 3364148.97 | 1.5" | A118005 | Watts 2QT 007M | DC | Drainage at vent | 2021-04-23 | AEGIS Fire & Intergrated Services |  | 87328384 | 13887149 | JEA Meter / Sensus
69 | 265991 | 109 | 5585 Channel View Blvd. | Channel View Blvd Police and EOC Bldg |  |  |  |  | 2" | TBD | Watts | Potable RP | [6 empty] | JEA Meter / Sensus
70 | 21761 | 109 | 5585 Channel View Blvd. | Channel View Blvd Police and EOC Bldg Inside fence near boathouse |  |  |  |  | 1" | TBD | FEBCO 850S DCA | DC | [6 empty] | NA
71 | VC-0201 | 109 | 5585 Channel View Blvd. | Channel View Blvd Police and EOC Bldg |  |  |  |  | 8" | TBD | Watts | RP Fire System | [6 empty] | NA
2 | 42800 | 111 | 5259 Channel View Blvd. | Channel View Blvd. Gate Security (POV & GOV gate) | 30°24'38.39"N | 81°32'03.91"W | 17R 448669.65 | 3364412.84 | 1.25" | A118007 | Watts 2QT 009 | Potable RP | Good | 2021-04-29 | AEGIS Fire & Intergrated Services |  | 69823290 | 63482123 | JEA Meter / Sensus
3 | 42798 | 112 | 5259 Channel View Blvd. | Channel View Blvd. Gate Security (commercial vehicle gate) | 30°24'37.28"N | 81°32'03.29"W | 17R 448686.03 | 3364378.59 | 1.25" | A118008 | Watts 2QT 009 | Potable RP | Good | 2021-04-29 | AEGIS Fire & Intergrated Services |  | 69823181 | 63482014 | JEA Meter / Sensus
65 | 308778 | 114 | William Mills St (JEA Lists Address: 5259 CHANNEL VIEW BV) | Front of bldg. William Mills St./Reef Run Rd. S Security Gate | 30°23'47.77"N | 81°31'51.77"W | 17R 448986.25 | 3362853.1 | 1" | A118009 | Watts 009M 2QT | Potable RP | Fair | failed | AEGIS Fire & Intergrated Services |  | 69823182 | 63482012 | JEA Meter / Sensus
62 | 2842610 | 150 | 6190 Williams Mills St. | Wm Mills /Trans Modal Dr. S&D Lots Operations Bldg. N side | 30°23'50.17"N | 81°31'37.57"W | 17R 449365.51 | 3362925.21 | 2" | A118011 | Zurn Wilkins 875 XL | Potable RP | Good | 2021-04-21 | AEGIS Fire & Intergrated Services | Annual | 792006525 | 62099154 | JEA Meter / Sensus
23 | 3416825 | 151 | 9795 Slipway Dr. | Health, Safety & Env. Bldg. N exterior wall | 30°24'14.15"N | 81°31'19.57"W | 17R 449849.23 | 3363661.15 | 1.5" | A136116 | Zurn Wilkins 975 XL | RP | Good | 2021-04-27 | AEGIS Fire & Intergrated Services |  | 83582211 | 54452390 | JEA Meter / Sensus
51 | AC05194 | 152 | 6785 PIERHEAD WY | Pierhead Way (Point) Navy Support Mgmt Office | 30°23'47.26"N | 81°30'41.54"W | 17R 450860.22 | 3362828.77 | 2" | A135279 | Zurn Wilkins 975 XL2 | Potable RP | Fair - Rusted | 2021-04-21 | AEGIS Fire & Intergrated Services |  | 71177696 |  | JEA Meter / Sensus
52 | 3538571 | 200 | 9530 TRANS MODAL DR | Trans Modal Dr. Port Operations | 30°23'58.66"N | 81°31'36.83"W | 17R 449386.47 | 3363186.46 | 2" | A135280 | Zurn Wilkins 975 XL | Potable RP | Good | 2021-04-28 | AEGIS Fire & Intergrated Services |  | 74759577 |  | JEA Meter / Sensus
53a | 37935 | 200 | 9530 TRANS MODAL DR | Trans Modal Dr. Port Operations | 30°23'58.71"N | 81°31'36.78"W | 17R 449387.81 | 3363187.99 | 8" | A135281 | Zurn Wilkins 950 XLD | DAVC Fire System | Good | 2020-06-01 | AEGIS Fire & Intergrated Services | Annual | NA | NA | NA
53b | 3615482 | 200 | 9530 TRANS MODAL DR | Trans Modal Dr. Port Operations | 30°23'58.71"N | 81°31'36.78"W | 17R 449387.81 | 3363187.99 | .75" | unk | Zurn Wilkins XLD | Potable RP | Good | 2021-04-20 | AEGIS Fire & Intergrated Services |  | 44065476 | NA | Badger
5 | A10424 | 320 | 9900 Reef Run Road | Automotive Vehicle Maint. Shop | 30°24'28.27"N | 81°32'04.66"W | 17R 448648.17 | 3364101.41 | 1.5" | A118012 | Watts 2QT 007M2 | DC | Good | 2021-04-23 | AEGIS Fire & Intergrated Services | Annual | 71177698 | NA | NA
55 | ACL4002 | 340 | 9515 Trans Modal Dr | Near Pesticide Fill Station- Right of Bldg 340 | 30°23'55.49"N | 81°31'33.85"W | 17R 449465.54 | 3363088.51 | 2" | unk | Zurn Wilkins 975 XL | Potable RP | Good | failed | AEGIS Fire & Intergrated Services | Annual | 55635447 |  | JEA Meter / Sensus
56 | 4806628 | 340 | 9515 Trans Modal Dr | 50 Yards NNE of Pesticide Fill Station-SE of Berth #1 | 30°23'56.28"N | 81°31'32.51"W | 17R 449501.40 | 3363112.66 | 0.75 | JAX-340-BFP-02 | Zurn Wilkins 975 XL2 | Potable RP | Good - Not Active | No tag | Not in Service |  | NA | NA | JEA Removed
28 | 3598446 | 350 | 9730 Sonar Way | 25FT. N. OF C/L (Pierhead) 40FT. W. OF E. P/L (powerline) | 30°24'3.16"N | 81°31'20.14"W | 17R 449832.46 | 3363322.92 | 2" | A118015 | Zurn Wilkins 975 XL2 | RP | Fair | 2021-04-23 | AEGIS Fire & Intergrated Services |  | 71177698 | 67312558 | JEA Meter / Sensus
32 | 188375 | 350 | 9730 Sonar Way | (Big Blue) Com Veh Maint. E side sprinkler main exterior | 30°24'8.59"N | 81°31'16.13"W | 17R 449940.23 | 3363489.57 | 4" | A118013 | Watts 0935 | Potable RP | Good | 2021-04-27 | AEGIS Fire & Intergrated Services | Annual | 01543637 | 68977673 | JEA Meter / Sensus
33 | 408130 | 350 | 9730 Sonar Way | (Big Blue) Interior - Restrooms | 30°24'10.60"N | 81°31'17.81"W | 17R 449895.69 | 3363551.65 | .75" | 368469 | Watts 009M | Potable RP | Good | 2020-03-01 | Jacobs Technology | Annual | 01543637 | 68977673 | JEA Meter / Sensus
35a | 3638821 | 350 | 9730 Sonar Way | (Big Blue) interior - hose bib in middle of bldg | 30°24'7.65"N | 81°31'20.44"W | 17R 449825.09 | 3363461.17 | .75" | A118018 | Wilkins 975XL | RP |  |  |  |  | 01543637
22 | 3388713 | 351 | 5880 GATECO BLVD | N. INSIDE BUILDING 351 TO LEFT OF BAY DOOR. | 30°24'16.31"N | 81°31'21.82"W | 17R 449789.50 | 3363727.91 | 2" | 368494 | Zurn Wilkins 975 XL | RP | Good | failed | AEGIS Fire & Intergrated Services | Annual | 35935096 |  | JEA Meter / Rockwell
26 | 305826 | 360 | 5881 Pierhead Way | 12' S LIFT STATION FENCE/ 23' E/E BUILDING WALL OR 303' E C/L PIERHEAD & 30' N C/L SLIPWAY (WASHRACK) | 30°24'9.25"N | 81°31'25.05"W | 17R 449702.31 | 3363510.99 | 2" | A135282 | Watts 009M2QT | RP | Good | 2021-04-26 | AEGIS Fire & Intergrated Services |  | 74759445 |  | JEA Meter / Sensus
30 | 3404223 | 361 | 6041 PIERHEAD WY | Corner of Sonar Way/ Pierhead Way, W of Bldg. 361 | 30°24'3.24"N | 81°31'18.40"W | 17R 449852.35 | 3363296.35 | 2" | A135284 | Zurn Wilkins 975 XL | Potable RP | Good | 2021-04-23 | AEGIS Fire & Intergrated Services |  | 74759370 | 00285543 | JEA Meter / Sensus
31a | 7018337 (MA0610) | 361 | 6041 PIERHEAD WY | Large BPD - Corner of Sonar Way/ Pierhead Way, W of Bldg. 361 | 30°24'3.44"N | 81°31'18.24"W | 17R 449883.20 | 3363331.3 | 10" | JAX-361-BFP-02 | Watts 957 | DCVA | Good | 2021-04-27 | AEGIS Fire & Intergrated Services | Annual | NA | NA | NA
31b | 38091 -7018337 | 361 | 6041 PIERHEAD WY | Check Valve - Corner of Sonar Way/ Pierhead Way, W of Bldg. 361 | 30°24'3.44"N | 81°31'18.24"W | 17R 449883.20 | 3363331.3 | .75" | jax-361-bfp-03 | Watts 919 QT | Potable RP | Good | 2021-04-27 | Jacobs Technology |  | 43737311 | NA | Badger
11 | 3228357 | 368 | 5780 GATECO BV | Gateco Blvd. N side of building | 30°24'18.95"N | 81°31'27.19"W | 17R 449646.59 | 3363809.84 | 1.5" | A113408 | Zurn Wilkins 975 XL | Potable RP | Good | 2021-04-26 | AEGIS Fire & Intergrated Services | Annual | 69808261 |  | JEA Meter / Sensus
24 | ACJ1086 | 369 | 9650 Semper Fi Way | 151' W.C.L SEMPERFI WY & 723' S.C.L GATECO BLVD/N of Bldg. in grassy area | 30°24'13.51"N | 81°31'30.78"W | 17R 449550.03 | 3363642.83 | 1.5" | A133409 | Zurn Wilkins 975 XL | RP | Fair | 2021-04-26 | AEGIS Fire & Intergrated Services | Annual | 70589004 | 65338090 | JEA Meter / Sensus
25a | V35220 /3684434 | 378 | 5881 Pierhead Way | Slipway Dr. Fire Pump Bldg. W of Bldg. 360 washrack | 30°24'10.78"N | 81°31'26.53"W | 17R 449663.04 | 3363558.27 | 6" | JAX-378-BFP-01 | Zurn Wilkins 975 XLD | DCVA | Fair | 2021-04-20 | AEGIS Fire & Intergrated Services | Annual | 44545141 | NA | NA
25b | 3684434 | 378 | 5881 Pierhead Way | Slipway Dr. Fire Pump Bldg. W of Bldg. 360 | 30°24'10.78"N | 81°31'26.53"W | 17R 449663.04 | 3363558.27 | .75" | jax-378-bfp-02 | Zurn Wilkins 950 XL | RP | Good | 2021-04-20 | AEGIS Fire & Intergrated Services |  | 44545141 | NA | Badger
14a | V33886 | 389 | 5710 Gateco Blvd | Equipment Lot NNE of Bldg 389 at Green Fence Line Fire Sys. | 30°24'26.30"N | 81°31'23.69"W | 17R 449741.03 | 3364035.66 | 6" | A135285 | Zurn Wilkins 350ADA XLD | Fire System RP | Good | 2021-04-20 | AEGIS Fire & Intergrated Services | Annual | 436753886 | NA | NA
14b | 3650721 | 389 | 5710 Gateco Blvd | Equipment Lot NNE of Bldg 389 at Green Fence Line Check Valve | 30°24'26.30"N | 81°31'23.69"W | 17R 449741.03 | 3364035.66 | .75" | A135286 | Zurn Wilkins 950XL | Fire System RP | Good | 2021-04-20 | AEGIS Fire & Intergrated Services | Annual | 43675386 | NA | Badger
10 | 3202645 | 400 | 5740 GATECO BV | Gateco Blvd. Equip. Spt. NNW corner of building | 30°24'20.26"N | 81°31'30.30"W | 17R 449563.80 | 3363850.55 | 2" | A136117 | Zurn Wilkins 975 XL2 | Potable RP | Good | 2021-04-26 | AEGIS Fire & Intergrated Services |  | 69895725 | 63539044 | JEA Meter / Sensus
42 | X45122 | 450 | 6200 Flagship Cir. | Flagship Cir. S / High Bay Warehouse SSW Interior Corner (loading dock) | 30°24'4.32"N | 81°31'4.78"W | 17R 450242.48 | 3363356.74 | 6" | A118024 | Zurn Wilkins 375 A | RP | Good | 2021-04-20 | AEGIS Fire & Intergrated Services | Annual | NA | NA | NA
43 | 100103 | 450 | 6200 Flagship Cir. | Flagship Cir. E High Bay Warehouse Interior, 2nd Flr, Chiller in Mech Room N Mezzanine | 30°24'3.54"N | 81°30'59.66"W | 17R 450378.99 | 3363332.11 | .75" | A118026 | Watts 009M201 | Potable RP | Good | 2021-04-29 | AEGIS Fire & Intergrated Services | Annual | 85342683 |  | JEA Meter / Sensus
44 | 138262 | 450 | 6200 Flagship Cir. | Flagship Cir. S High Bay Warehouse Interior, 2nd Flr, Chiller S Mezzanine | 30°24'3.25"N | 81°31'2.67"W | 17R 450298.63 | 3363323.55 | .75" | A118025 | Watts 009 B40 | Potable RP | Good | 2021-04-29 | AEGIS Fire & Intergrated Services | Annual | 85342683 |  | JEA Meter / Sensus
37 | 23589C | 451 | 9747 FLAGSHIP CR W | Eco Lane POL/Haz Storage Facility | 30°24'2.91"N | 81°31'11.26"W | 17R 450069.37 | 3363314.13 | 6" | Jax-451-bfd-02 | Zurn Wilkins 375 AST | Fire System RPBA | Good | 4/22/21 | AEGIS Fire & Intergrated Services | Annual | 83721095 | NA | JEA Removed
38 | 228274 | 451 | 9747 FLAGSHIP CR W | Eco Lane POL/Haz Storage Facility | 30°24'2.86"N | 81°31'11.20"W | 17R 450070.97 | 3363312.58 | 1" | A118027 | Febco 829YS | Potable RP | Fair | 2019-06-19 | Jacobs Technology | Annual | 66480834 |  | JEA Meter / Sensus
36 | 279152 | 452 | 9750 Flagship Cir. | Eco Lane HazWaste Storage W | 30°24'4.44"N | 81°31'11.58"W | 17R 450061.05 | 3363361.27 | 1" | A118028 | Watts 009M | Potable RP | Good | 2021-04-28 | AEGIS Fire & Intergrated Services | Annual | 83721095 | 75713489 | JEA Meter / Sensus
39 | MB0476 | 454 | 6051 PIERHEAD WY | Eco Lane/Flagship Cir S | 30°24'3.48"N | 81°31'8.79"W | 17R 450135.36 | 3363331.37 | 8" | JAX-454-BFP-04 | Watts Regulator 757 | DCVA | New | 2021-04-20 | AEGIS Fire & Intergrated Services | Annual | 74759525 |  | JEA Meter / Sensus
40 | 3607903 | 454 | 6051 PIERHEAD WY | Eco Lane/Flagship Cir S | 30°24'3.47"N | 81°31'8.67"W | 17R 450138.56 | 3363331.05 | 2" | A135287 | Zurn Wilkins 975 XL2 | Potable RP | Good | 2021-04-22 | AEGIS Fire & Intergrated Services |  | 74759525 |  | JEA Meter / Sensus
41 | 3681389 | 454 | 6051 PIERHEAD WY | Flagship Cir. S - Interior Consolidated Warehouse Mech. Rm 105 | 30°24'2.78"N | 81°31'7.74"W | 17R 450163.28 | 3363309.7 | 1" | A135289 | Zurn Wilkins 975 XL | Potable RP | Good | 2021-04-29 | AEGIS Fire & Intergrated Services |  | NA | NA | NA
50 | ABD3104 | 550 | 6783 Pierhead Way | Pierhead Way (Point) SSW - Navy Warehouse | 30°23'48.51"N | 81°30'44.96"W | 17R 450769.13 | 3362867.66 | 1" | A136118 | Zurn Wilkins 975 XL2 | Potable RP | New | 2021-04-21 | AEGIS Fire & Intergrated Services |  | 83715698 | NA | Master Meter
16 | 3839234 | 684 | 5880 CHANNEL VIEW BV | Channel View Blvd. Restrooms at Obstacle Course | 30°24'27.67"N | 81°31'20.74"W | 17R 449819.93 | 3364077.47 | 2" | A135290 | Zurn Wilkins 975 XL2 | RP | Good Disconnected Wire | 2021-04-27 | AEGIS Fire & Intergrated Services |  | 76679037 |  | JEA Meter / Sensus
4 | 11746 | 952 | 5259 Channel View Blvd. | SW Corner Longshoremen Parking Lot; Corner of Reef Run and Channel View | 30°24'37.34"N | 81°31'58.26"W | 17R 448820.25 | 3364379.81 | 8" | unk | Zurn Wilkins 375ADA8 | Potable RP | Good | 2021-04-21 | AEGIS Fire & Intergrated Services |  | 48402663 | NA | Badger
55a | 4500253 | 340 | 9515 Trans Modal Dr | Pesticide Mixing Station | 30°23'49.59"N | 81°31'39.46"W | 17R 449314.99 | 3362907.59 | .75" | A118037 | Zurn Wilkins 975 XL2 | Potable RP
9 | 4065925 | 810T | 9770 FAIRLEADS BV | Clamshell #4 Fairleads Blvd. NNE of Bldg. | 30°24'23.22"N | 81°31'34.13"W | 17R 449462.03 | 3363942.14 | 2" | A118036 | Zurn Wilkins 975 XL2 | Potable RP | Fair | 2021-04-26 | AEGIS Fire & Intergrated Services | Annual | 76940627
57 | 4621351 | Berth No. 1 | Physical address: 201 Berth Way (JEA address: 5670 GATECO BLVD) | Lids 1-2 Along Harbour Wall | 30°23'59.16"N | 81°31'30.96"W | 17R 449543.18 | 3363201.12 | 2" | A118044 | Zurn Wilkins 975 XL2 | Potable RP | Good | 2021-04-29 | AEGIS Fire & Intergrated Services | Annual | 79691682 |  | Sensus
58 | 3471291 | Berth No. 1 | Physical address: 201 Berth Way (JEA address: 5670 GATECO BLVD) | Lids 5-6 Along Harbour Wall | 30°23'58.31"N | 81°31'29.48"W | 17R 449582.55 | 3363174.77 | 2" | A118045 | Zurn Wilkins 975 XL | Potable RP | Good | 2021-04-29 | AEGIS Fire & Intergrated Services | Annual | 79691682 |  | Sensus
59 | J011107 | Berth No. 1 | Physical address: 201 Berth Way (JEA address: 5670 GATECO BLVD) | Lids 11-12 Along Harbour Wall | 30°23'56.32"N | 81°31'26.14"W | 17R 449671.39 | 3363113.1 | 2" | A118046 | Febco 825Y | Potable RP | Good | 2021-04-29 | AEGIS Fire & Intergrated Services | Annual | 79691682 |  | Sensus
27 | L19076/L1907 | Berth No. 2 | 202 Pierhead Way | On Marine Corps Side, inside fence near the pier | 30°24'4.01"N | 81°31'24.34"W | 7R 449720.51 | 3363349.6 | 3" | A118047 | Zurn Wilkins 375 | RPDA | Good | 2020-05-01 | AEGIS Fire & Intergrated Services | Annual | 01401937 |  | JEA Meter / Sensus
60 | L133478 | Berth No. 3 | 205 Finger Pier | Land Based -S of Pier | 30°23'50.53"N | 81°31'18.24"W | 17R 449881.37 | 3362933.9 | 3" | JAX-BERTH3-BFP-01 | Zurn Wilkins XL | Potable RP | Good | 2021-04-28 | AEGIS Fire & Intergrated Services |  | 81773480 | 11209395 | JEA Meter / Sensus
61 | B370032 | Berth No. 3 | 205 Finger Pier | At NNE Corner of Pier | 30°23'52.21"N | 81°31'17.08"W | 17R 449912.56 | 3362985.47 | 2" | JAX-BERTH3-BFP-02 | Zurn Wilkins 350 XL | Potable RP | Good | 2021-04-28 | AEGIS Fire & Intergrated Services |  | 81773480 | 11209395 | JEA Meter / Sensus
64a | U64476 | BI Fire Pump Station | 6184 William Mills St. | William Mills St. SE of South Security Gate | 30°23'46.84"N | 81°31'47.59"W | 17R 449097.65 | 362823.95 | 10" | NA | Febco 826Y | RPDA |  | No tag |  |  | 95938348 | NA | NA
15 | 3318867 | Drinking Fountain 686 | Channel View Blvd. | Along Channel View Blvd. Drinking Fountain at Obstacle Course | 30°24'26.40"N | 81°31'22.22"W | 17R 449780.26 | 3364038.56 | .75" | A118038 | Zurn Wilkins 975 XL | Potable RP | Fair - Rusted | 2021-04-27 | AEGIS Fire & Intergrated Services | Annual | 76679037 |  | JEA Meter / Sensus
8 | A00093 | Fairleads Blvd. | 9894 FAIRLEADS BV | Gravel Lot SW of 861T | 30°24'24.09"N | 81°31'32.36"W | 7R 449509.38 | 3363968.7 | 1.5" |  | 805YS | DCVA | Good - No Bldg. | failed | AEGIS Fire & Intergrated Services |  | 57754700 |  | JEA Meter / Sensus
12 | 4354650 | JEA Elec. Substation | 5740 Gateco Blvd | Near Corner of Fairleads Blvd./Gateco Blvd. | 30°24'20.89"N | 81°31'27.18"W | 17R 449647.14 | 3363869.56 | 2" | JAX-BLOUISL-BFP-04 | See notes |  | Good | 2021-02-01 | Jacobs Technology |  | 82649936 |  | JEA Meter / Sensus
49 | HO12906 | Litghterage No. 1 | 6781 Pierhead Way | 930 Lighterage Yard | 30°23'48.51"N | 81°30'44.96"W | 17R 450769.13 | 3362867.66 | 1.5" | A118030 | Febco 765 | PVB | Good | 2021-04-21 | AEGIS Fire & Intergrated Services | Annual | NA | NA | NA
48 | AB3282 | Litghterage No. 2 | 6781 Pierhead Way | 930 Lighterage Yard | 30°23'53.68"N | 81°30'46.22"W | 17R 450736.23 | 3363026.96 | 1.5" | A118031 | Febco 765 | PVB | Good | 2021-04-21 | AEGIS Fire & Intergrated Services | Annual | NA | NA | NA
47 | HO12929 | Litghterage No. 3 | 6781 Pierhead Way | 930 Lighterage Yard | 30°23'59.64"N | 81°30'49.01"W | 17R 450662.62 | 3363210.76 | 1.5" | A118032 | Febco 765 | PVB | Good | 2021-04-21 | AEGIS Fire & Intergrated Services | Annual | NA | NA | NA
46 | AB6710 | Litghterage No. 4 | 6781 Pierhead Way | 930 Lighterage Yard | 30°23'55.85"N | 81°30'50.91"W | 17R 450611.39 | 3363094.33 | 1.5" | A118033 | Febco 765 | PVB | Good | 2021-04-21 | AEGIS Fire & Intergrated Services | Annual | NA | NA | NA
45 | AB6729 | Litghterage No. 5 | 6781 Pierhead Way | 930 Lighterage Yard | 30°23'57.04"N | 81°30'53.00"W | 17R 450555.79 | 3363131.21 | 1.5" | A118034 | Febco 765 | PVB | Good | 2021-04-21 | AEGIS Fire & Intergrated Services | Annual | 83715698 | NA | JEA Meter / Removed
17 | ACM6591 | TR002 | 5779 CHANNEL VIEW BV | 300' S C/L CH. View; E of Bldg 100 | 30°24'22.93"N | 81°31'21.06"W | 17R 449810.72 | 3363931.6 | 2" | A118002 | Zurn Wilkins 850TXL | RP | New | 2021-04-27 | AEGIS Fire & Intergrated Services |  | 85342726 |  | JEA Meter / Sensus
4a | 4214296 | 952 | 5259 Channel View Blvd. | SW Corner Longshoremen Parking Lot; Corner of Reef Run and Channel View | 30°24'37.34"N | 81°31'58.26"W | 17R 448820.25 | 3364379.81 | 0.75" | JAX-BLOUISL-BFP-02 | Zurn 975XL | Potable RP |  |  |  |  | 48402663
14C | 4479266 | 389 | 5710 Gateco Blvd | side of bldg | 30°24'26.30"N | 81°31'23.69"W | 17R 449741.03 | 3364035.66 | 2" | JAX-389-BFP-05 | Zurn Wilkins 975 XL | RP |  |  |  |  | 43675386
39a | 205078 | 454 | 6051 PIERHEAD WY | Eco Lane/Flagship Cir S |  |  |  |  | 0.75" | JAX-454-BFP-05 | Watts | Fire DC
43a | 132217 | 450 | 6200 Flagship Cir. | North Mezzanine |  |  |  |  | 0.75" |  | Watts 009 | Potable RP

## 20- Rolling Fire Doors
Attachment J-1502000-20
Overhead Rolling Fire Doors– MCSF-BI
The Contractor shall develop and implement a Overhead Rolling Fire Door Systems maintenance and repair program for horizontal sliding, vertical, sliding and overhead rolling fire doors. Doors systems include all mechanically and electrically interlocked ancillary parts, equipment, and components of the Fire Door Systems such as: Labels, frames, slats, curtains, hoods, flame baffles, fusible links, guides, drop release arms, smoke detectors, weights, chain, ect. Annual fire door inspection is documented and door lables are updated per NFPA 80.
Asset Number | Asset Location | Facility Number | Description
| Front Reception | 109 | Overead Rolling Fire Door Steel window at Reception
A137465 | 361 Door #107. Mannual Roll up Door North side Paint Storage | 361 | Overead Rolling Fire Door #107
A137466 | 361 Door #115. Mannual Roll up Door North side Paint Storage | 361 | Overead Rolling Fire Door #115
| 450 C9 | 450 | Overead Rolling Fire Door Adjacent Column C9
| 450 C3 | 450 | Overead Rolling Fire Door Adjacent Column C3
| 450 GM2 | 450 | Overead Rolling Fire Door Adjacent column GM2
| 450 J3 | 450 | Overead Rolling Fire Door Adjacent Column J3

## 21-Lighting Systems
Attachment J-1502000-21
Lighting Systems – MCSF-BI
Lighting Systems commence at and include the utility isolation point of connection. The Contractor shall develop and implement a Lighting Systems maintenance program to clean, re-lamp, and make all necessary repairs to the Lighting Systems and all mechanically and electrically interlocked ancillary parts, equipment, and components of the Lighting Systems, such as: replacement of defective bulbs, batteries, tubes, ballasts, fuses, starters, switches, diffusers, covers, reflectors, photocells, controls, etc.
Asset Number | Asset Location | Facility Number | Emergency Lights | Interior Lights | Exit Lights | Exterior Lights
|  | 100 | 1 | 2264 | 18 | 23
|  | 101 | 2 | 10 | 2 | 2
|  | 104 | 3 | 234 | 6 | 13
|  | 108 | 1 | 14 | 2 | 0
|  | 109 | 0 | 128 | 16 | 47
|  | 110 | 0 | 46 | 1 | 38
|  | 111 | 0 | 11 | 2 | 27
|  | 111a | 0 | 2 | 0 | 1
|  | 112 | 0 | 11 | 2 | 26
|  | 113 | 0 | 4 | 0 | 15
|  | 114 | 0 | 11 | 2 | 23
|  | 115 | 0 | 4 | 0 | 16
|  | 150 | 0 | 60 | 2 | 14
|  | 151 | 0 | 20 | 2 | 2
|  | 152 | 9 | 22 | 2 | 8
|  | 200 | 31 | 750 | 23 | 8
|  | 340 | 1 | 68 | 0 | 4
|  | 341 | 1 | 8 | 1 | 1
|  | 342 | 1 | 14 | 2 | 2
|  | 350 | 28 | 9868 | 28 | 18
|  | 351 | 3 | 1278 | 7 | 14
|  | 353 | 0 | 10 | 0 | 0
|  | 354 | 0 | 76 | 0 | 0
|  | 355 | 0 | 24 | 0 | 0
|  | 356 | 0 | 6 | 0 | 0
|  | 360 | 2 | 275 | 4 | 2
|  | 361 | 23 | 765 | 16 | 14
|  | 364T | 0 | 10 | 0 | 0
|  | 358 | 0 | 114 | 0 | 0
|  | 363T | 0 | 10 | 0 | 0
|  | 368 | 4 | 44 | 5 | 10
|  | 369 | 5 | 22 | 2 | 10
|  | 389 | 0 | 45 | 2 | 2
|  | 390 | 0 | 288 | 9 | 21
|  | 391 | 0 | 36 | 0 | 0
|  | 392 | 0 | 30 | 0 | 0
|  | 394 | 0 | 72 | 0 | 0
|  | 395 | 0 | 84 | 0 | 0
|  | 397 | 1 | 0 | 1 | 0
|  | 398 | 1 | 0 | 1 | 0
|  | 400 | 10 | 114 | 8 | 10
|  | 400S | 0 | 8 | 0 | 0
|  | 401 | 0 | 0 | 0 | 2
|  | 406 | 2 | 8 | 0 | 1
|  | 407 | 0 | 0 | 0 | 20
|  | 411 | 4 | 24 | 0 | 0
|  | 420 | 2 | 24 | 2 | 2
|  | 441 | 0 | 4 | 0 | 0
|  | 450 | 10 | 3378 | 32 | 17
|  | 451 | 2 | 27 | 0 | 2
|  | 452 | 0 | 8 | 0 | 0
|  | 453 | 0 | 24 | 0 | 0
|  | 454 | 41 | 1200 | 16 | 34
|  | 457 | 1 | 10 | 0 | 8
|  | 458 | 0 | 4 | 0 | 0
|  | 473 | 0 | 6 | 0 | 0
|  | 550 | 13 | 290 | 4 | 10
|  | 551 | 2 | 8 | 2 | 2
|  | 552 | 0 | 4 | 1 | 0
|  | 553 | 0 | 2 | 0 | 0
|  | 554 | 0 | 53 | 2 | 0
|  | 555 | 0 | 2 | 0 | 0
|  | 607 | 0 | 12 | 0 | 0
|  | 608 | 0 | 12 | 0 | 0
|  | 623 | 0 | 4 | 0 | 0
|  | 650 | 0 | 8 | 0 | 2
|  | 684 | 0 | 4 | 0 | 1
|  | 685 | 0 | 10 | 0 | 1
|  | 810t | 6 | 16 | 6 | 0
|  | 811t | 0 | 20 | 0 | 0
|  | 815 | 0 | 8 | 0 | 4
|  | 860T | 0 | 19 | 0 | 0
|  | 861t | 0 | 20 | 0 | 0
|  | 864T | 0 | 19 | 0 | 0
|  | Intermodal | 0 | 0 | 0 | 99
|  | Berth 1 | 0 | 0 | 0 | 36
|  | Berth 2 | 0 | 0 | 0 | 19
|  | Berth 3 | 0 | 0 | 0 | 4
|  | Berth 4 | 0 | 0 | 0 | 7
|  | Berth 5 | 0 | 0 | 0 | 2
|  | ATM | 0 | 0 | 0 | 5
|  | Pier Head Way | 0 | 0 | 0 | 7
|  | Lighterage Yard | 0 | 0 | 0 | 1
|  | MSC/MWR Lots | 0 | 0 | 0 | 28
|  | Weigh Station | 0 | 0 | 0 | 8
|  | Fuel Pump Canopy | 0 | 0 | 0 | 15
|  | Reef Run Road | 0 | 0 | 0 | 10
|  | Longshoremen Parking | 0 | 0 | 0 | 10
|  | South Container | 0 | 0 | 0 | 29
Lot
|  | S&D Lot | 0 | 0 | 0 | 44
|  | Intermodal 72l | 0 | 0 | 0 | 72
Lot B
|  | Perimeter RD | 0 | 0 | 0 | 11
|  | Pond B | 0 | 0 | 0 | 4
|  | Reef Run Rd. | 0 | 0 | 0 | 16
|  | Obstacle | 0 | 0 | 0 | 6
Course

## 22-Roofing Systems
Attachment J-1502000-22
Roofing Systems – MCSF-BI
Facility Name | Facility Number | Square Foot of Roof Area | Building Address
Headquarters | 100 | 22644 | 588 Channel View BLVD
Big Blue Com Veh Mt | 350 | 299250 | 9730 Sonar Way
Ground Equipment Maintenance Shop | 390 | 18175 | 9892 Slipway Drive
High Bay Warehouse | 450 | 119503 | 6200 Flagship Circle
Navy Warehouse | 550 | 32000 | 6781 Pierhead Way

## 23-Lift Stations
Attachment J-1502000-23
Lift Stations – MCSF-BI
Lift Stations commence at and include the utility isolation point of connection. The Contractor shall develop and implement a Lift Station Cleaning program for the Lift Stations and all mechanically and electrically interlocked ancillary parts, equipment, and components of the Lift Stations.
Asset Number | Asset Location | Facility Number | Pumps | Control Panels
| Lift Station at Building 109 | 707 | 2 | 1
| Lift Station at 389 | 708 | 2 | 1
| Lift Station at Building 151 | 709 | 2 | 1
| Lift Station 1 at Front Gate | 730 | 2 | 1
| Pump Station at Building 104 | 711 | 2 | 1
| Pump Station by Building 480T | 713 | 2 | 1
| Pump Station at Building 810T | 715 | 2 | 1
| Pump Station at Building 368 | 717 | 2 | 1
| Pump Station at Building 351 | 719 | 2 | 1
| Pump Station at Building 390 | 721 | 2 | 1
| Pump Station at Northeast End of Building 350 | 723 | 2 | 1
| Pump Station at Building 352 | 725 | 2 | 1
| Pump Station at NCHB 11 | 726 | 2 | 1
| Pump Station at Building 450 | 727 | 2 | 1
| Lift Station at Southeast End of Building 350 | 728 | 2 | 1
| Pump Station at Building 451 | 729 | 2 | 1
| Pump Station at Building 450 | 731 | 2 | 1
| Lift Station 2 at Front Gate | 732 | 2 | 1
| Pump Station at Building 550 | 733 | 2 | 1
| Sewage Holding Tank at Building Back Gate | 734 | 2 | 1
| Pump Station at Port Ops | 735 | 2 | 1
| Pump Station at Building 150 | 736 | 2 | 1
| Pump Station at Port Ops | 737 | 2 | 1
| Pump Station at East End of Building 350 | 738 | 2 | 1
| Lift Station at Building 454 | 739 | 2 | 1
| Lift Station at Building 400 | 745 | 2 | 1
| Lift Station at Building 369 | 746 | 2 | 1
| Lift Station at Building 361 | 747 | 2 | 1

## 24-Portalets
Attachment J-1502000-24
Portolets – MCSF-BI
The Contractor shall provide portolets at the locations listed on this table and develop a portolet service and cleaning program. Portalets shall be pumped, cleaned, and stocked weekly. Contractor shall provide up to five additional temporary portalets at locations to be determined by the government.
Quanity | Location
2 | S and D
1 | ASP
1 | Test Track
1 | 952 Motor Cycle Training Lot
2 | Berth 1
1 | Berth 5
1 | 811T
1 | 861T Sprung Shelter
1 | 932 Lake View Storage Lot
1 | 459 FFU Sunscreen
1 | 550
3 | Lighterge Yard
1 | Hardstand Extension

## 25-Holding Tanks
Attachment J-1502000-25
Holding Tanks – MCSF-BI
The Contractor shall develop and implement a Sewage Holding Tank Systems maintenance, repair and cleaning program for the Sewage Holding Tank Systems and all mechanically and electrically interlocked ancillary parts, equipment, and components of the Sewage Holding Tank Systems, such as: Pumping tanks, piping, sumps, dispensers, leak detection systems, sensors, secondary containment systems, etc.
Asset Number | Asset Location | Description | Source | Capacity (Gallons)
705 | TR001 | Sewage | Sewage Holding | 500
734 | 114 | Sewage | Sewage Holding | 500
706 | 555 | Sewage | Sewage Holding | 500
744 | 684 | Sewage | Sewage Holding | 500
716 | 686 | Sewage | Sewage Holding | 500

## 26-Oily Water Separation
Attachment J-1502000-26
Oily Water Separators – MCSF-BI
The Contractor shall develop and implement an Oily Water Separator Systems maintenance, repair and cleaning program for the Oily Water Separator Systems and all mechanically and electrically interlocked ancillary parts, equipment, and components of the Oily Water Separator Systems, such as: tanks, piping, sumps, dispensers, leak detection systems, sensors, secondary containment systems, etc.
Asset Number | Asset Location | Description | Source | Capacity (Gallons)
|  | old wash rack / fuel tanker containment | Oily Water | 4000
| 374 | oil/water separator at fuel Island | Oily Water | 6000
| 353 | Air Compressor blowdown Tote | Oily Water | 50
| 354 | sump behind Organic annex B354 | Oily Water | 1000
| 361 | (4) air compressor blowdown totes | Oily Water | 1200
| 364T | Lark Shelter Compressor blowdown tote | Oily Water | 50
| 450 | Air Compressor blowdown Tote PP&P | Oily Water | 50
| 450 | Air Compressor Tote | Oily Water | 50
| 550 | Air Compressor blowdown Tote inside Bay Door #7 | Oily Water | 50
| Equipment | NRC Lighterage craft | Oily Water | 500-2000
| Equipment | Ordinance tactical equipment (AAVs) | Oily Water | 500-4000

## 27-FRCS System
Attachment J-1502000-27
FRCS System – MCSF-BI
Bldg. No. | Serving | Type | Update
100 | Air Handling Unit - 1 | Controller
100 | Roof Top Unit - 1 | Controller | New
100 | Roof Top Unit - 2 | Controller | New
100 | Roof Top Unit - 3 | Controller | New
100 | Main Room | Router | New
104 | Room Controllers | Controller / Router | New
200 | Chilled Water System Controller | Controller
200 | 1st Floor AHU Controller | Controller
200 | 2nd Floor AHU | Controller
200 | Interface Router | Router | New
350 | South-East EF Controller (EF 1 - 6) | Controller | New
350 | South-West EF Controller (EF 7 - 11) | Controller | New
350 | North-East EF Controller (EF 12 - 16) | Controller | New
350 | North-West EF Controller (EF 17 - 20) | Controller | New
350 | Interface Router | Router | New
351 | Controller/Interface | Controller / Router | New
360 | HWS Monitoring | Controller / Router | New
361 | Prep, Sandblast and Paint Booths | Controller
361 | Boilers | Controller / Router | New
390 | Room Controllers | Controller / Router | New
450 | Air Handling Unit 7A-N 82002 | Controller
450 | N Mezzanine Fans (VF-1,2,3, EF-4,5) | Controller
450 | Chilled Water Pump in NW Fan Cntrl | Controller
450 | Air Handling Unit 7A-N 82004 | Controller
450 | Chilled Water Pump- S Mezz Fan Cntrl | Controller
450 | Chiller | Controller / Router | New
454 | Air Handling Unit -1 (Office) | Controller
454 | VAV Terminal Units - North | Controller
454 | Air Handling Units - 2,3,4 (Warehouse) | Controller
454 | Chiller | Controller
454 | Interface Router | Router | New
810T | Room Controllers | Controller / Router | New

## 28-Fuel Storage Tanks
Attachment J-1502000-28
Fuel Storage Tanks - MCSF-BI
Building # | Description
359 | Filling Station Pavement
359A | Backup Generator
359C | Filling Station Overhead Cover
359F | Fuel Tanks Fence
366T | Filling Station Shelter
370 | Filling Station Pumps x4
371 | JP-5 Fuel Tank 12,000 gals
372 | Mogas Fuel Tank 12,000 gals
373 | DS2 Fuel Tank 12,000 gals
374 | Oil Water Separater
376 | Truck Offloading Facility
379 | E85 Fuel Tank 10,200 gals