## J1502000-04 Airfield Lighting
ASSETNUM | LOCATION | DESCRIPTION | QTY | ASSETTYPE | INVENTORYCATEGORY | MASTERSYSTEM | SYSTEM | SUBSYSTEM | CUSTOMER | FUND SOURCE
MYP-1552-LBO-01 | MAYPOR-1552 | HELO PAD #1 LIGHTING | 20 | FACILITIES | BOTH | D50 | D5020 | D5020903 | CNRSE | CNRSE ST-FAC
MYP-1552-LBO-02 | MAYPOR-1552 | HELO PAD #3 LIGHTING | 20 | FACILITIES | BOTH | D50 | D5020 | D5020903 | CNRSE | CNRSE ST-FAC
MYP-1552-LBO-03 | MAYPOR-1552 | Tacan Boards | 1 | FACILITIES | BOTH | D50 | D5020 | D5020903 | CNRSE | CNRSE ST-FAC
MYP-1967 | N60201 | FAC#" MP-5-32 Approach Lights | 1 | STRUCTURE CENTRALIZED | BOTH | E10 | E1090 | E1090999 | CNRSE | CNRSE ST-FAC
MYP-1968 | N60201 | FAC#" MP-5-32 Taxiway Lights | 1 | STRUCTURE CENTRALIZED | BOTH | E10 | E1090 | E1090999 | CNRSE | CNRSE ST-FAC
MYP-1970 | N60201 | FAC#" MP-1383 Wind Sox | 1 | STRUCTURE CENTRALIZED | BOTH | E10 | E1090 | E1090999 | CNRSE | CNRSE ST-FAC
MYP-1971 | N60201 | FAC#" MP-1435 Airfield Wind Cone | 1 | STRUCTURE CENTRALIZED | BOTH | E10 | E1090 | E1090999 | CNRSE | CNRSE ST-FAC
MYP-1972 | N60201 | FAC#" MP-1436 Airfield Wind Cone | 1 | STRUCTURE CENTRALIZED | BOTH | E10 | E1090 | E1090999 | CNRSE | CNRSE ST-FAC
MYP-1976 | N60201 | FAC#" MP-0099 Obstruction Lights | 2 | STRUCTURE CENTRALIZED | BOTH | E10 | E1090 | E1090999 | CNRSE | CNRSE ST-FAC
MYP-1977 | N60201 | FAC#" MP-0101 Obstruction Lights | 2 | STRUCTURE CENTRALIZED | BOTH | E10 | E1090 | E1090999 | CNRSE | CNRSE ST-FAC
MYP-1978 | N60201 | FAC#" MP-0201 Obstruction Lights | 2 | STRUCTURE CENTRALIZED | BOTH | E10 | E1090 | E1090999 | CNRSE | CNRSE ST-FAC
MYP-1979 | N60201 | FAC#" MP-0202 Obstruction Lights | 2 | STRUCTURE CENTRALIZED | BOTH | E10 | E1090 | E1090999 | CNRSE | CNRSE ST-FAC
MYP-1980 | N60201 | FAC#" MP-0203 Obstruction Lights | 2 | STRUCTURE CENTRALIZED | BOTH | E10 | E1090 | E1090999 | CNRSE | CNRSE ST-FAC
MYP-1981 | N60201 | FAC#" MP-0204 Obstruction Lights | 2 | STRUCTURE CENTRALIZED | BOTH | E10 | E1090 | E1090999 | CNRSE | CNRSE ST-FAC
MYP-1983 | N60201 | FAC#" MP-1444 Obstruction Lights | 2 | STRUCTURE CENTRALIZED | BOTH | E10 | E1090 | E1090999 | CNRSE | CNRSE ST-FAC
MYP-1985 | N60201 | FAC#" MP-0145 Rotating Beacon | 1 | STRUCTURE CENTRALIZED | BOTH | E10 | E1090 | E1090999 | CNRSE | CNRSE ST-FAC
MYP-1986 | N60201 | FAC#" MP-HELO PAD 1 Helo Pad #1 | 1 | STRUCTURE CENTRALIZED | BOTH | E10 | E1090 | E1090999 | CNRSE | CNRSE ST-FAC
MYP-1987 | N60201 | FAC#" MP-HELO PAD 2 Helo Pad #2 | 1 | STRUCTURE CENTRALIZED | BOTH | E10 | E1090 | E1090999 | CNRSE | CNRSE ST-FAC
MYP-1988 | N60201 | FAC#" MP-HELO PAD #3 Helo Pad #3 | 1 | STRUCTURE CENTRALIZED | BOTH | E10 | E1090 | E1090999 | CNRSE | CNRSE ST-FAC
MYP-1989 | N60201 | FAC#" MP-TACAN BOARDS Tacan Boards | 1 | STRUCTURE CENTRALIZED | BOTH | E10 | E1090 | E1090999 | CNRSE | CNRSE ST-FAC
MYP-2215-LBO-00 | MAYPOR-5-23 | RUNWAY LIGHTS- | 72 | STRUCTURE | BOTH | I20 | I2010 | I201001 | CNRSE | CNRSE ST-FAC
MYP-2215-LBO-01 | MAYPOR-5-23 | FAC#" MP-0005-23Runway End Indicator Lights | 4 | STRUCTURE | BOTH | I20 | I2010 | I201001 | CNRSE | CNRSE ST-FAC
MYP-2215-LBO-02 | MAYPOR-5-23 | FAC#" MP-0005-23Runway Marker Signs | 14 | STRUCTURE | BOTH | I20 | I2010 | I201001 | CNRSE | CNRSE ST-FAC
MYP-2215-LBO-03 | MAYPOR-5-23 | FAC#" MP-0005-23 Approach Lights | 36 | STRUCTURE | BOTH | I20 | I2010 | I201001 | CNRSE | CNRSE ST-FAC
MYP-2215-LBO-04 | MAYPOR-5-23 | TAXIWAY LIGHTS | 403 | STRUCTURE | BOTH | I20 | I2010 | I201001 | CNRSE | CNRSE ST-FAC
MYP-2548-ALC-01 | MAYPOR-2548 | AIRFIELD APRON LIGHTING | 20 | STRUCTURE | BOTH | I20 | I2010 | I201001 | CNRSE | CNRSE ST-FAC
CNRSE ST-FAC

## J1502000-05 Auxiliary Generator
ASSETNUM | LOCATION | DESCRIPTION | MANUFACTURER | MODEL | ASSETTYPE | INVENTORYCATEGORY | MASTERSYSTEM | SYSTEM | SUBSYSTEM | CUSTOMER | FUND SOURCE
MYP-2505-GEN-01 | MAYPOR-2505 | GENERATOR SET, 250KW (2505G) | GENERAC | SDD25K | FACILITIES | BOTH | D50 | D5090 | D5090210 | B2505 USFFC | B2505 USFFC
MYP-2505-STF-01 | MAYPOR-2505 | FUEL STORAGE TANK, 500 GAL DIESEL (ID 2505G) | Unknown | Unknown | FACILITIES | BOTH | D30 | D3010 | D3010100 | B2505 USFFC | B2505 USFFC
MYP-1391-GEN-00 | MAYPOR-1391 | GENERATORS SET, 400KW (1391G) | MTU ONSITE ENERGY | DS00400D6SRAH1574 | FACILITIES | BOTH | D50 | D5090 | D5090210 | CNRSE | CNRSE ST-FAC
MYP-1462-GEN-01 | MAYPOR-1462W | UEM GENERATORS SET, 100 KW (1462G) | CUMMINS | C100D6C | FACILITIES | BOTH | D50 | D5090 | D5090210 | CNRSE | CNRSE ST-FAC
MYP-1462-STF-01 | MAYPOR-1462W | FUEL STORAGE TANK, 256GAL DIESEL (1462G) | Unknown | Unknown | FACILITIES | BOTH | D30 | D3010 | D3010100 | CNRSE | CNRSE ST-FAC
MYP-154-GEN-01 | MAYPOR-154 | GENERATOR SET, 200KW (154G) | CUMMINS | DSGAE-1340348 | FACILITIES | BOTH | D50 | D5090 | D5090210 | CNRSE | CNRSE ST-FAC
MYP-154-STF-01 | MAYPOR-154 | FUEL STORAGE TANK GEN, 1100GAL DIESEL (G154) | Unknown | Unknown | FACILITIES | BOTH | D30 | D3010 | D3010100 | CNRSE | CNRSE ST-FAC
MYP-1552-GEN-01 | MAYPOR-1552 | Emergency Generator | Unknown | Unknown | FACILITIES | BOTH | D50 | D5090 | D5090210 | CNRSE | CNRSE ST-FAC
MYP-1552-GEN-02 | MAYPOR-1552 | GENERATOR | KOHLER | 75ROZ71 | FACILITIES | BOTH | D50 | D5090 | D5090210 | CNRSE | CNRSE ST-FAC
MYP-1554-GEN-00 | MAYPOR-1554 | GENERATORS SET, 250KW (1554G) | CATERPILLAR | D200-2 | FACILITIES | BOTH | D50 | D5090 | D5090210 | CNRSE | CNRSE ST-FAC
MYP-1554-STF-01 | MAYPOR-1554 | FUEL STORAGE TANK, 1000GAL DIESEL (ID 1554G) | Unknown | Unknown | FACILITIES | BOTH | D30 | D3010 | D3010100 | CNRSE | CNRSE ST-FAC
MYP-1591-GEN-00 | MAYPOR-1591 | GENERATORS SET, 30 KW (1591G) | ONAN | 20:ODL4-15R/7707D | FACILITIES | BOTH | D50 | D5090 | D5090210 | CNRSE | CNRSE ST-FAC
MYP-1591-STF-01 | MAYPOR-1591 | FUEL STORAGE TANK, 560GAL DIESEL (1591G) | Unknown | Unknown | FACILITIES | BOTH | D30 | D3010 | D3010100 | CNRSE | CNRSE ST-FAC
MYP-1591-TFS-01 | MAYPOR-1591 | TRANSFER SWITCH | ONAN | Unknown | FACILITIES | BOTH | D50 | D5010 | D5010901 | CNRSE | CNRSE ST-FAC
MYP-1607-GEN-00 | MAYPOR-1607 | GENERATORS SET, 287.5 KW (1607G) | MTU | DS00230D65RAH1574 | FACILITIES | BOTH | D50 | D5090 | D5090210 | CNRSE | CNRSE ST-FAC
MYP-1607-STF-01 | MAYPOR-1607 | FUEL STORAGE TANK, 525GAL DIESEL (1607G) | Unknown | Unknown | FACILITIES | BOTH | D30 | D3010 | D3010100 | CNRSE | CNRSE ST-FAC
MYP-1966-GEN-00 | MAYPOR-1966 | GENERATORS SET, 40 KW (1966G) | GENERAC | SD0040GG163 | FACILITIES | BOTH | D50 | D5090 | D5090210 | CNRSE | CNRSE ST-FAC
MYP-1966-STF-01 | MAYPOR-1966 | FUEL STORAGE TANK, 250 GAL (ID 1966G) | Unknown | Unknown | FACILITIES | BOTH | D30 | D3010 | D3010100 | CNRSE | CNRSE ST-FAC
MYP-1-GEN-00 | MAYPOR-1 | GENERATORS SET, 300 KW (1GE) | CATERPILLAR | NTX1-C9 | FACILITIES | BOTH | D50 | D5090 | D5090210 | CNRSE | CNRSE ST-FAC
MYP-1-STF-01 | MAYPOR-1 | FUEL STORAGE TANK, 1500GAL DIESEL (ID G1) | CATERPILLAR | NTX1-C9 | FACILITIES | BOTH | D30 | D3010 | D3010100 | CNRSE | CNRSE ST-FAC
MYP-2051-STF-01 | MAYPOR-2051 | FUEL STORAGE TANK, 334 GAL DIESEL (G2051) | Unknown | Unknown | FACILITIES | BOTH | D30 | D3010 | D3010100 | CNRSE | CNRSE ST-FAC
MYP-2078-GEN-01 | MAYPOR-2078 | GENERATORS SET, 20KW (2078G) | CUMMINS | DNAF-5549995 | FACILITIES | BOTH | D50 | D5090 | D5090210 | CNRSE | CNRSE ST-FAC
MYP-2078-STF-01 | MAYPOR-2078 | Other Electrical Systems,Generators,Diesel, 75 kW | Unknown | Unknown | FACILITIES | BOTH | D30 | D3010 | D3010100 | CNRSE | CNRSE ST-FAC
MYP-2179-GEN-00 | MAYPOR-2179 | GENERATORS SET 35KW (164G) | ONAN | 35DGBB | FACILITIES | BOTH | D50 | D5090 | D5090210 | CNRSE | CNRSE ST-FAC
MYP-2179-STF-01 | MAYPOR-2179 | FUEL STORAGE TANK, 200GAL DIESEL (164G) | Unknown | Unknown | FACILITIES | BOTH | D30 | D3010 | D3010100 | CNRSE | CNRSE ST-FAC
MYP-2179-TFS-01 | MAYPOR-2179 | TRANSFER SWITCH (150 AMPS) | Unknown | Unknown | FACILITIES | BOTH | D50 | D5010 | D5010901 | CNRSE | CNRSE ST-FAC
MYP-2187-GEN-00 | MAYPOR-2187 | GENERATOR SET, 200KW (2187G) | CUMMINS | DGFC-5586553 | FACILITIES | BOTH | D50 | D5090 | D5090210 | CNRSE | CNRSE ST-FAC
MYP-2187-STF-01 | MAYPOR-2187 | FUEL STORAGE TANK, 500GAL DIESEL (G90) | Unknown | Unknown | FACILITIES | BOTH | D30 | D3010 | D3010100 | CNRSE | CNRSE ST-FAC
MYP-2211G-GEN-02 | MAYPOR-2211G | GENERATOR SET, 240KW (2211G) | KOHLER | Unknown | FACILITIES | BOTH | D50 | D5090 | D5090210 | CNRSE | CNRSE ST-FAC
MYP-2215-GEN-00 | MAYPOR-2215 | DIESEL GENERATORS, 200 KW | OLYMPIAN | D200P4 | FACILITIES | BOTH | D50 | D5090 | D5090210 | CNRSE | CNRSE ST-FAC
MYP-2215-STF-02 | MAYPOR-2215 | FUEL STORAGE TANK, 545 GAL DIESEL (ID G2215) | Unknown | Unknown | FACILITIES | BOTH | D30 | D3010 | D3010100 | CNRSE | CNRSE ST-FAC
MYP-2215-TFS-01 | MAYPOR-2215 | TRANSFER SWITCH, AUTOMATIC | GE | Unknown | FACILITIES | BOTH | D50 | D5010 | D5010901 | CNRSE | CNRSE ST-FAC
MYP-2264-GEN-00 | MAYPOR-2264 | GENERATOR SET, 40KW (2264G) | GENERAC | 7326810100 | FACILITIES | BOTH | D50 | D5090 | D5090210 | CNRSE | CNRSE ST-FAC
MYP-2264-STF-01 | MAYPOR-2264 | FUEL STORAGE TANK, 194GAL DIESEL (2264G) | Unknown | Unknown | FACILITIES | BOTH | D30 | D3010 | D3010100 | CNRSE | CNRSE ST-FAC
MYP-2280-GEN-00 | MAYPOR-2280 | GENERATOR SET, 60 KW (2040G) | GENERAC | SD60 | FACILITIES | BOTH | D50 | D5090 | D5090210 | CNRSE | CNRSE ST-FAC
MYP-2280-STF-01 | MAYPOR-2280 | FUEL STORAGE TANK, 275GAL DIESEL (ID 2040G) | Unknown | Unknown | FACILITIES | BOTH | D30 | D3010 | D3010100 | CNRSE | CNRSE ST-FAC
MYP-2294-STF-01 | MAYPOR-2294 | FUEL STORAGE TANK 500GAL DIESEL (ID 2294) | Unknown | Unknown | FACILITIES | BOTH | D30 | D3010 | D3010100 | CNRSE | CNRSE ST-FAC
MYP-2480-GEN-00 | MAYPOR-2480 | GENERATOR SET, 350KW (2480G) | MTU | MTU8V1600DS350 | FACILITIES | BOTH | D50 | D5090 | D5090210 | CNRSE | CNRSE ST-FAC
MYP-2480-STF-01 | MAYPOR-2480 | FUEL STORAGE TANK, 2000GAL DIESEL (ID 2480G) | Unknown | Unknown | FACILITIES | BOTH | D30 | D3010 | D3010100 | CNRSE | CNRSE ST-FAC
MYP-2482-GEN-01 | MAYPOR-2482 | GENERATOR SET, 100 KW (2482G) | KOHLER | 100RE0ZJD | FACILITIES | BOTH | D50 | D5090 | D5090210 | CNRSE | CNRSE ST-FAC
MYP-2482-STF-01 | MAYPOR-2482 | FUEL STORAGE TANK 25GAL DIESEL, (ID 2482) | Unknown | Unknown | FACILITIES | BOTH | D30 | D3010 | D3010100 | CNRSE | CNRSE ST-FAC
MYP-2482-STF-02 | MAYPOR-2482 | FUEL STORAGE TANK 1000GAL DIESEL, (ID 2483) | Unknown | Unknown | FACILITIES | BOTH | D30 | D3010 | D3010100 | CNRSE | CNRSE ST-FAC
MYP-2482-TFS-01 | MAYPOR-2482 | TRANSFER SWITCH (260 AMPS) | KOHLER POWER | 3P4W | FACILITIES | BOTH | D50 | D5010 | D5010901 | CNRSE | CNRSE ST-FAC
MYP-2526-GEN-00 | MAYPOR-2526 | GENERATORS SET, (150) KW 9 (2526G) | GENERAC | SD150 | FACILITIES | BOTH | D50 | D5090 | D5090210 | CNRSE | CNRSE ST-FAC
MYP-2526-STF-01 | MAYPOR-2526 | FUEL STORAGE TANK, 300GAL DIESEL (2526G) | Unknown | Unknown | FACILITIES | BOTH | D30 | D3010 | D3010100 | CNRSE | CNRSE ST-FAC
MYP-2529-GEN-01 | MAYPOR-2529 | GENERATOR SET, 400 KW (2529G) | MTU ONSITE ENERGY | MTU 6R0225 DS400 | FACILITIES | BOTH | D50 | D5090 | D5090210 | CNRSE | CNRSE ST-FAC
MYP-2529-TFS-01 | MAYPOR-2529 | TRANSFER SWITCH AUTOMATIC | EATON | BIC3C5X40200XSU | FACILITIES | BOTH | D50 | D5010 | D5010901 | CNRSE | CNRSE ST-FAC
MYP-2529-TFS-02 | MAYPOR-2529 | TRANSFER SWITCH AUTOMATIC | EATON | BIC3C5X40400XSU | FACILITIES | BOTH | D50 | D5010 | D5010901 | CNRSE | CNRSE ST-FAC
MYP-2529-TFS-03 | MAYPOR-2529 | TRANSFER SWITCH AUTOMATIC | EATON | BIC3C5X40200XSU | FACILITIES | BOTH | D50 | D5010 | D5010901 | CNRSE | CNRSE ST-FAC
MYP-2548-GEN-00 | MAYPOR-2548 | GENERATOR SET, 750KW (2666G) | MTU | MTU12V2000 D5750 01 | FACILITIES | BOTH | D50 | D5090 | D5090210 | CNRSE | CNRSE ST-FAC
MYP-2548-STF-01 | MAYPOR-2548 | FUEL STORAGE TANK, DIESEL, 4500 GAL (2548G) | Unknown | Unknown | FACILITIES | BOTH | D30 | D3010 | D3010100 | CNRSE | CNRSE ST-FAC
MYP-2798LS-STF-01 | SE MAYPORT PWD | FUEL STORAGE TANK, 83 GAL DIESEL | Unknown | Unknown | FACILITIES | BOTH | D30 | D3010 | D3010100 | CNRSE | CNRSE ST-FAC
MYP-338-GEN-00 | MAYPOR-338 | GENERATORS SET, 400 KW (338G | CATERPILLAR | 3408 | FACILITIES | BOTH | D50 | D5090 | D5090210 | CNRSE | CNRSE ST-FAC
MYP-338-STF-01 | MAYPOR-338 | FUEL STORAGE TANK, 1500 GAL DIESEL (338G) | Unknown | Unknown | FACILITIES | BOTH | D30 | D3010 | D3010100 | CNRSE | CNRSE ST-FAC
MYP-349-STF-01 | MAYPOR-349 | FUEL STORAGE TANK, 500GAL DIESEL, (ID 2266) | Unknown | Unknown | FACILITIES | BOTH | D30 | D3010 | D3010100 | CNRSE | CNRSE ST-FAC
MYP-351-GEN-00 | MAYPOR-351 | GENERATOR SET, 100KW (351G) | CUMMINS | C100D6C17353 | FACILITIES | BOTH | D50 | D5090 | D5090210 | CNRSE | CNRSE ST-FAC
MYP-351-STF-01 | MAYPOR-351 | FUEL STORAGE TANK, 431GAL DIESEL (ID G351) | Unknown | Unknown | FACILITIES | BOTH | D30 | D3010 | D3010100 | CNRSE | CNRSE ST-FAC
MYP-365-GEN-00 | MAYPOR-365G | GENERATORS SET, 230 KW (365G1) | MTU ONSITE ENERGY | MTU6R1600G70S/MX-171968-0112 | FACILITIES | BOTH | D50 | D5090 | D5090210 | CNRSE | CNRSE ST-FAC
MYP-436-GEN-00 | MAYPOR-436 | GENERATOR SET, 75KW (436G) | KOHLER | 80REOZJF | FACILITIES | BOTH | D50 | D5090 | D5090210 | CNRSE | CNRSE ST-FAC
MYP-436-STF-01 | MAYPOR-436 | FUEL STORAGE TANK, 560GAL DIESEL (NG436) | Unknown | Unknown | FACILITIES | BOTH | D30 | D3010 | D3010100 | CNRSE | CNRSE ST-FAC
MYP-50-GEN-00 | MAYPOR-50G | GENERATORS SET, (300) KW 50G | GENERAC | Unknown | FACILITIES | BOTH | D50 | D5090 | D5090210 | CNRSE | CNRSE ST-FAC
MYP-50-STF-01 | MAYPOR-50 | FUEL STORAGE TANK, 325 GAL DIESEL (ID 50G) | Unknown | Unknown | FACILITIES | BOTH | D30 | D3010 | D3010100 | CNRSE | CNRSE ST-FAC
MYP-2294-GEN-01 | MAYPOR-2294 | GENERATOR SET, 250KW (2294G) | GENERAC | SD0250KG178.7D18HPYY3 | FACILITIES | BOTH | D50 | D5090 | D5090210 | CNRSE | CNRSE ST-FAC
MYP-2294-TFS-01 | MAYPOR-2294 | TRANSFER SWITCH | ASCO | Unknown | FACILITIES | BOTH | D50 | D5010 | D5010901 | CNRSE | CNRSE ST-FAC
MYP-1444-GEN-01 | MAYPOR-1444G | GENERATORS SET, 40KW (1444G) | CATERPILLAR | D40-2LC | FACILITIES | BOTH | D50 | D5090 | D5090210 | CNRSE | CNRSE ST-FAC
MYP-1444-STF-01 | MAYPOR-1444 | FUEL STORAGE TANK, 145 GAL (1444G) | Unknown | Unknown | FACILITIES | BOTH | D30 | D3010 | D3010100 | CNRSE | CNRSE ST-FAC
MYP-1455-GEN-01 | MAYPOR-1455 | GENERATOR SET, 125KW (1455G) | CATERPILLAR | D125-8 | FACILITIES | BOTH | D50 | D5090 | D5090210 | CNRSE | CNRSE ST-FAC
MYP-1455-STF-01 | MAYPOR-1455 | FUEL STORAGE TANK, 850GAL DIESEL (ID 1455G) | Unknown | Unknown | FACILITIES | BOTH | D30 | D3010 | D3010100 | CNRSE | CNRSE ST-FAC
MYP-FJ-108-GEN-01 | MAYFISC-108G | GENERATOR SET, 100KW (108G) | CATERPILLAR | D80-6 | FACILITIES | BOTH | D50 | D5090 | D5090210 | CNRSE | CNRSE ST-FAC
MYP-FJ-108-STF-01 | MAYFISC-108G | FUEL STORAGE TANK, 100GAL DIESEL (ID 8G) | Unknown | Unknown | FACILITIES | BOTH | D30 | D3010 | D3010100 | CNRSE | CNRSE ST-FAC
MYP-FJ-51-GEN-01 | MAYFISC-51 | GENERATORS SET, 12KW (51G) | CUMMINS | DSRAB-4064031 DSKAB | FACILITIES | BOTH | D50 | D5090 | D5090210 | CNRSE | CNRSE ST-FAC
MYP-FJ-51-STF-01 | MAYFISC-51 | FUEL STORAGE TANK, 100GAL DIESEL (ID 51G) | Unknown | Unknown | FACILITIES | BOTH | D30 | D3010 | D3010100 | CNRSE | CNRSE ST-FAC
MYP-FJ-55-GEN-01 | MAYFISC-55 | GENERATOR SET, 100KW (55G) | CUMMINS | DSRAB-4064031 DSKAB | FACILITIES | BOTH | D50 | D5090 | D5090210 | CNRSE | CNRSE ST-FAC
MYP-FJ-55-STF-01 | MAYFISC-55 | FUEL STORAGE TANK, 385GAL DIESEL (ID 55G) | Unknown | Unknown | FACILITIES | BOTH | D30 | D3010 | D3010100 | CNRSE | CNRSE ST-FAC
MYP-FJ-71-GEN-01 | MAYFISC-71G | GENERATOR SET, 350KW (71G) | CATERPILLAR | LC6 | FACILITIES | BOTH | D50 | D5090 | D5090210 | CNRSE | CNRSE ST-FAC
MYP-FJ-71-STF-01 | MAYFISC-71G | FUEL STORAGE TANK, 2500GAL DIESEL (ID 71G) | Unknown | Unknown | FACILITIES | BOTH | D30 | D3010 | D3010100 | CNRSE | CNRSE ST-FAC
MYP-FJ-72-GEN-01 | MAYFISC-72G | GENERATOR SET, 350KW (72G) | CATERPILLAR | LC6 | FACILITIES | BOTH | D50 | D5090 | D5090210 | CNRSE | CNRSE ST-FAC
MYP-FJ-72-STF-01 | MAYFISC-72G | FUEL STORAGE TANK, 2500GAL DIESEL (ID 72G) | Unknown | Unknown | FACILITIES | BOTH | D30 | D3010 | D3010100 | CNRSE | CNRSE ST-FAC
MYP-FJ-8-GEN-01 | MAYFISC-8 | GENERATORS SET, 15KW (8G) | GENERAC | 2109035 | FACILITIES | BOTH | D50 | D5090 | D5090210 | CNRSE | CNRSE ST-FAC
MYP-FJ-8-STF-01 | MAYFISC-8 | FUEL STORAGE TANK, 90GAL DIESEL (ID 8G) | Unknown | Unknown | FACILITIES | BOTH | D30 | D3010 | D3010100 | CNRSE | CNRSE ST-FAC
MYP-1878-GEN-01 | MAYPOR-1878 | GENERATORS SET, (350) KW 1878G | CUMMINS | C350N6 | FACILITIES | BOTH | D50 | D5090 | D5090210 | NAVSOUTH | NAVSOUTH
MYP-2051-GEN-00 | MAYPOR-2051 | EMERGENCY GENERATOR 125 KW | CUMMINS | DSGAB-1414367 | FACILITIES | BOTH | D50 | D5090 | D5090210 | NAVSOUTH | NAVSOUTH
MYP-2045-GEN-01 | MAYPOR-2045 | GENRATOR SET, 350KW (2045G) | CUMMINS | DFEJ -1615016 | FACILITIES | BOTH | D50 | D5090 | D5090210 | NEX | NEX
MYP-2045-STF-01 | MAYPOR-2045 | FUEL STORAGE TANK, 869 GAL DIESEL (2045G) | Unknown | Unknown | FACILITIES | BOTH | D30 | D3010 | D3010100 | NEX | NEX
MYP-CS-1900-GEN-01 | MAYCOM-1900 | GENERATOR SET, 35KW (1900G) | GENERAC | 91A01430-5 | FACILITIES | BOTH | D50 | D5090 | D5090210 | NEX | NEX
MYP-CS-1900-STF-01 | MAYCOM-1900 | FUEL STORAGE TANK, 250 GAL DIESEL (ID 1900G) | Unknown | Unknown | FACILITIES | BOTH | D30 | D3010 | D3010100 | NEX | NEX

## J1502000-06 Boiler & UPV
ASSETNUM | LOCATION | DESCRIPTION | MANUFACTURER | MODEL | ASSETTYPE | INVENTORYCATEGORY | MASTERSYSTEM | SYSTEM | SUBSYSTEM | CUSTOMER | FUND SOURCE
MAY-S143457 | MAYPOR-1888 | BLR/UPV, BOILER, #2, PVI, 1.000 MBH, NB# 125556 | Unknown | 100P250AMXG | FACILITIES | BOTH | D30 | D3020 | D3020130 | CNRSE | CNRSE ST-FAC
MYP-1391-GSB-01 | MAYPOR-1391 | BLR/UPV, BOILER, #1, RAYPAK, .999 MBH, NB# 344574 | Unknown | H7-1005 | FACILITIES | BOTH | D30 | D3020 | D3020130 | CNRSE | CNRSE ST-FAC
MYP-1391-GSB-02 | MAYPOR-1391 | BLR/UPV, BOILER, #2, RAYPAK, .999 MBH, NB# 344575 | RAYPAK | H7-2005 | FACILITIES | BOTH | D30 | D3020 | D3020130 | CNRSE | CNRSE ST-FAC
MYP-1391-GSB-04 | MAYPOR-1391 | BOILER, HW, GAS, PH-1 | RAYPACK | P-2005 | FACILITIES | BOTH | D30 | D3020 | D3020130 | CNRSE | CNRSE ST-FAC
MYP-1553-HGO-01 | MAYPOR-1553 | BLR/UPV, BOILER, BURNHAM, 1.730 MBH, NB# 108111 | BURNHAM | FD38LLVLL | FACILITIES | BOTH | D30 | D3020 | D3020130 | CNRSE | CNRSE ST-FAC
MYP-1554-ESB-01 | MAYPOR-1554 | BLR/UPV, BOILER, BURNHAM, 1.600 MBH, NB# 108179 | BURNHAM | FD45LLVLL | FACILITIES | BOTH | D30 | D3020 | D3020130 | CNRSE | CNRSE ST-FAC
MYP-1888-GSB-01 | MAYPOR-1888 | BLR/UPV, BOILER, #1 PVI, 1.000 MBH, NB# 108575 | PVI | 100P 250A-MXG | FACILITIES | BOTH | D20 | D2020 | D2020250 | CNRSE | CNRSE ST-FAC
MYP-1888-PR-TNK-01 | MAYPOR-1888 | PROPANE TANK 750 GAL | Unknown | Unknown | FACILITIES | BOTH | F10 | F1040 | F104002 | CNRSE | CNRSE ST-FAC
MYP-1-HGO-01 | MAYPOR-1 | BLR/UPV, BOILER, CB, 1.046 MBH, NB# 36688 | CLEAVER BROOKS | CBH100-25 | FACILITIES | BOTH | D30 | D3020 | D3020130 | CNRSE | CNRSE ST-FAC
MYP-2000PR-TNK-01 | MAYPOR-2000PR | PROPANE TANK 30,000 GAL. |  | LPG VENTURES SA516-70 | FACILITIES | BOTH | F10 | F1040 | F104002 | CNRSE | CNRSE ST-FAC
MYP-2001 PR-TNK- 00 | MAYPOR-1805 | PROPANE TANK 30,000 GAL | Unknown | Unknown | FACILITIES | BOTH | F10 | F1040 | F104002 | CNRSE | CNRSE ST-FAC
MYP-2287-GSB-01 | RIBBAY-2287 | BLR/UPV, BOILER, LOCHINVAR, 0.800 MBH, NB#438065 | LOCHINVAR | KBN801 | FACILITIES | BOTH | D30 | D3020 | D3020130 | CNRSE | CNRSE ST-FAC
MYP-2287-WCG-01 | RIBBAY-2287 | BLR/UPV, BOILER, AO SMITH, .500 MBH, NB# 149866 | AO SMITH | BTH 400 A100 | FACILITIES | BOTH | D20 | D2020 | D2020250 | CNRSE | CNRSE ST-FAC
MYP-2480-WCG-01 | MAYPOR-2480 | BLR/UPV, BOILER, PVI, 1.999 MBH, NB# 139918 | PVI | 250-250L600A-QWDTP | FACILITIES | BOTH | D20 | D2020 | D2020250 | CNRSE | CNRSE ST-FAC
MYP-2527-GSB-01 | MAYPOR-2527 | BLR/UPV, BOILER, LOCHINVAR, 1.500 MBH, NB# 314818 | LOCHINVAR | Unknown | FACILITIES | BOTH | D30 | D3020 | D3020130 | CNRSE | CNRSE ST-FAC
MYP-2528-OGB-01 | MAYPOR-2528 | BLR/UPV, BOILER, PATTERSON KELLY, 1.500 MBH NB# 467011 | PATTERSON KELLY | ST-1500 | FACILITIES | BOTH | D30 | D3020 | D3020130 | CNRSE | CNRSE ST-FAC
MYP-2529-OGB-01 | MAYPOR-2529 | BLR/UPV, BOILER, FULTON, 0.750 MBH, NB# 7171 | FULTON | EDR-750 | FACILITIES | BOTH | D30 | D3020 | D3020130 | CNRSE | CNRSE ST-FAC
MYP-2529-OGB-02 | MAYPOR-2529 | BLR/UPV, BOILER, FULTON, 0.750 MBH, NB# 7173 | FULTON | EDR-750 | FACILITIES | BOTH | D30 | D3020 | D3020130 | CNRSE | CNRSE ST-FAC
MYP-2529-WCG-002 | MAYPOR-2529 | BLR/UPV, BOILER, LOCHINVAR, 1.999 MBH, NB# 502215 | LOCHINVAR | AWN2000NPM | FACILITIES | BOTH | D20 | D2020 | D2020250 | CNRSE | CNRSE ST-FAC
MYP-2529-WCG-01 | MAYPOR-2529 | BLR/UPV, BOILER, LOCHINVAR, 1.999 MBH, NB# 502212 | LOCHINVAR | AWN2000NPM | FACILITIES | BOTH | D20 | D2020 | D2020250 | CNRSE | CNRSE ST-FAC
MYP-2529-WCG-02 | MAYPOR-2529 | WATER HEATERS COMMERCIAL GAS 499000 MBH | LOCHINVAR | AWH2000 NPM | FACILITIES | BOTH | D20 | D2020 | D2020250 | CNRSE | CNRSE ST-FAC
MYP-2548-GSB-00 | MAYPOR-2548 | BLR/UPV, BOILER, RAYPAK, .500 MBH, NB# 447346 | RAYPAK | H7-0500A | FACILITIES | BOTH | D20 | D2020 | D2020250 | CNRSE | CNRSE ST-FAC
MYP-298-OGB-00 | MAYPOR-298 | BLR/UPV, BOILER, CB, .750 MBH, NB# 87 | CLEAVER BROOKS | MTF-200-750-60HW | FACILITIES | BOTH | D30 | D3020 | D3020130 | CNRSE | CNRSE ST-FAC
MYP-338-EQO-05 | MAYPOR-338 | UPV (KET) CROWN SN 107969-10TT-1707 | CROWN | DLT-80 | FACILITIES | BOTH | E10 | E1010 | E1010999 | CNRSE | CNRSE ST-FAC
MYP-338-GOB-00 | MAYPOR-338 | BLR/UPV, BOILER, YS, 2415 PPH, NB# 29970 | YORK-SHIPLEY | 548C-S3D-70-S150-N/2 | FACILITIES | BOTH | D30 | D3020 | D3020138 | CNRSE | CNRSE ST-FAC
MYP-338-GOB-02 | MAYPOR-338 | BLR/UPV, BOILER, #2, YS, 2,415 PPH, NB# 089 | YORK-SHIPLEY | YS5-10-150-ST | FACILITIES | BOTH | D30 | D3020 | D3020138 | CNRSE | CNRSE ST-FAC
MYP-338-HGO-00 | MAYPOR-338 | BOILER (FT), YORK SHIPLEY, NB 24714 | YORK-SHIPLEY | 548C-53D-70-5150-N/2 | FACILITIES | BOTH | D30 | D3020 | D3020999 | CNRSE | CNRSE ST-FAC
MYP-3869 | MAYPOR-1343 | UPV (AIR REC), MANCHESTER, NB 513159 | MANCHESTER | Unknown | FACILITIES | BOTH | D30 | D3060 | D3060903 | CNRSE | CNRSE ST-FAC
MYP-392-ACI-01 | MAYPOR-392 | BLR/UPV, UPV, AIR COMP, MELBEN, NB# 520588 | MELBEN | NB# 520588, 12 CU. FT. | FACILITIES | BOTH | E10 | E1030 | E1030111 | CNRSE | CNRSE ST-FAC
MAYPT-1586-HGO-001 | MAYPOR-1586 | BLR/UPV, BOILER, CB, 1.000 MBH, NB# 7385 | CLEAVER BROOKS | CFC-E | FACILITIES | BOTH | D30 | D3020 | D3020130 | CNRSE | CNRSE ST-UH
MAYPT-1587-HGO-001 | MAYPOR-1587 | BLR/UPV, BOILER, CB, 1.000 MBH, NB# 7383 | CLEAVER BROOKS | CFC-E | FACILITIES | BOTH | D30 | D3020 | D3020130 | CNRSE | CNRSE ST-UH
MYP-1585-OGB-001 | MAYPOR-1585 | BLR/UPV, BOILER, #1, CB, 1.000 MBH, NB# 7384 | CLEAVER BROOKS | CFC-E | FACILITIES | BOTH | D30 | D3020 | D3020130 | CNRSE | CNRSE ST-UH
MYP-1585-OGB-02 | MAYPOR-1585 | BLR/UPV, BOILER, #2, PVI, .800 MBH, NB# 130171 | PVI | 1000P 175A-TPGO | FACILITIES | BOTH | D20 | D2020 | D2020250 | CNRSE | CNRSE ST-UH
MYP-1585-OGB-03 | MAYPOR-1585 | BLR/UPV, BOILER, #3, PVI, .800 MBH, NB# 130172 | PVI | 1000P 175A-TPGO | FACILITIES | BOTH | D30 | D3020 | D3020130 | CNRSE | CNRSE ST-UH
MYP-2105-EBW-03 | MAYPOR-2105 | BLR/UPV, BOILER, LOCHINVAR, .500 MBH, NB# 607493 | LOCHINVAR | LOCHINVAR KBX0500N - SN: 2445 141274422 | FACILITIES | BOTH | D20 | D2020 | D2020250 | CNRSE | CNRSE ST-UH
MYP-2105-EBW-04 | MAYPOR-2105 | BLR/UPV, BOILER, LOCHINVAR, .500 MBH, NB# 594499 | LOCHINVAR | KBX0500N - SN: 2445 141328749 | FACILITIES | BOTH | D20 | D2020 | D2020250 | CNRSE | CNRSE ST-UH
MYP-CP-11660-GSB-01 | MAYPOR-11660 | BLR/UPV, BOILER, #1, PATTERSON KELLY, 1.500 MBH, NB# 244252 | PATTERSON KELLY | SOLIS SL 1500 | FACILITIES | BOTH | D30 | D3020 | D3020130 | PMS 525 | PMS 525
MYP-CP-11660-GSB-02 | MAYPOR-11660 | BLR/UPV, BOILER, #2, PATTERSON KELLY, 1.500 MBH, NB# 264636 | PATTERSON KELLY | SOLIS SL 1500 | FACILITIES | BOTH | D30 | D3020 | D3020130 | PMS 525 | PMS 525
MYP-1264-WHE-00 | MAYPOR-1264 | TANKLESS HEATER, ELECTRIC | CHRONOMITE LABORATORIES C | 30L/208 | FACILITIES | CIMU | D20 | D2020 | D2020210 | CNRSE | CNRSE ST-FAC
MYP-1264-WHE-01 | MAYPOR-1264 | TANKLESS HEATER, ELECTRIC | CHRONOMITE LABORATORIES C | 30L/208 | FACILITIES | CIMU | D20 | D2020 | D2020210 | CNRSE | CNRSE ST-FAC
MYP-12-WHE-00 | MAYPOR-12 | WATER HEATERS, RESIDENTIAL, ELECTRIC | Unknown | Unknown | FACILITIES | CIMU | D20 | D2020 | D2020210 | CNRSE | CNRSE ST-FAC
MYP-1326-WHE-01 | MAYPOR-1326 | WATER HEATERS, RESIDENTIAL, ELECTRIC | AO SMITH | ECT55210 | FACILITIES | CIMU | D20 | D2020 | D2020210 | CNRSE | CNRSE ST-FAC
MYP-1333-GSB-01 | MAYPOR-1333 | HOT WATER HEATER, GAS | AO SMITH | Unknown | FACILITIES | BOTH | D20 | D2020 | D2020250 | CNRSE | CNRSE ST-FAC
MYP-1333-WCG-01 | MAYPOR-1333 | NORITZ HOT WATER HEATER | NORITZ | NC380-SV-ASME | FACILITIES | BOTH | D20 | D2020 | D2020250 | CNRSE | CNRSE ST-FAC
MYP-1338-GSB-00 | MAYPOR-1338 | HOT WATER BOILER | LOCHINVAR | KHB285N | FACILITIES | BOTH | D20 | D2020 | D2020250 | CNRSE | CNRSE ST-FAC
MYP-1338-WHE-00 | MAYPOR-1338 | TANKLESS HEATER, ELECTRIC | Unknown | Unknown | FACILITIES | CIMU | D20 | D2020 | D2020210 | CNRSE | CNRSE ST-FAC
MYP-1338-WHE-01 | MAYPOR-1338 | TANKLESS HEATER, ELECTRIC | Unknown | Unknown | FACILITIES | CIMU | D20 | D2020 | D2020210 | CNRSE | CNRSE ST-FAC
MYP-1338-WHE-02 | MAYPOR-1338 | WATER HEATERS, RESIDENTIAL, ELECTRIC | AO SMITH | DEL-20-10L | FACILITIES | CIMU | D20 | D2020 | D2020210 | CNRSE | CNRSE ST-FAC
MYP-1343-GSB-01 | MAYPOR-1343 | BOILER, HOT WATER, GAS | NORITZ | NC380-SV-ASME | FACILITIES | BOTH | D20 | D2020 | D2020250 | CNRSE | CNRSE ST-FAC
MYP-1343-GSB-02 | MAYPOR-1343 | BOILER, HOT WATER, GAS | NORITZ | NC380-SV-ASME | FACILITIES | BOTH | D20 | D2020 | D2020250 | CNRSE | CNRSE ST-FAC
MYP-1343-GSB-03 | MAYPOR-1343 | BOILER, HOT WATER, GAS | NORITZ | NC380-SV-ASME | FACILITIES | BOTH | D20 | D2020 | D2020220 | CNRSE | CNRSE ST-FAC
MYP-1343-WCG-00 | MAYPOR-1343 | TANKLESS WATER HEATER, GAS | NORITZ | NC380-SV-ASME | FACILITIES | BOTH | D20 | D2020 | D2020220 | CNRSE | CNRSE ST-FAC
MYP-1348-WCE-01 | MAYPOR-1348 | WATER HEATER, COMMERCIAL | HUBBELL | E100-6-6SLRS | FACILITIES | BOTH | D20 | D2020 | D2020240 | CNRSE | CNRSE ST-FAC
MYP-1349-WHE-01 | MAYPOR-1349 | WATER HEATERS, RESIDENTIAL, ELECTRIC | RHEEM | RUUD / PROE5012T2R095 | FACILITIES | CIMU | D20 | D2020 | D2020210 | CNRSE | CNRSE ST-FAC
MYP-1358-WHE-01 | MAYPOR-1358 | WATER HEATER, RESIDENTIAL, ELECTRIC | Unknown | Unknown | FACILITIES | CIMU | D20 | D2020 | D2020210 | CNRSE | CNRSE ST-FAC
MYP-1380-WHE-01 | MAYPOR-1380 | WATER HEATER, RESIDENTIAL, ELECTRIC | RHEEM | 1PZ74 | FACILITIES | CIMU | D20 | D2020 | D2020210 | CNRSE | CNRSE ST-FAC
MYP-1388-GSB-01 | MAYPOR-1388 | BOILER, HW/GAS | NORITZ | N-1321M-ASME | FACILITIES | BOTH | D20 | D2020 | D2020250 | CNRSE | CNRSE ST-FAC
MYP-1388-WCE-01 | MAYPOR-1388 | WATER HEATER, COMMERCIAL 119 GAL. | AO SMITH | PCT120200 | FACILITIES | BOTH | D20 | D2020 | D2020240 | CNRSE | CNRSE ST-FAC
MYP-1388-WHE-01 | MAYPOR-1388 | WATER HEATERS, RESIDENTIAL, ELECTRIC | RHEEM | KE50T | FACILITIES | CIMU | D20 | D2020 | D2020210 | CNRSE | CNRSE ST-FAC
MYP-1391-DWO-01 | MAYPOR-1391 | WATER SOFTENER | Unknown | Unknown | FACILITIES | BOTH | D20 | D2020 | D2020600 | CNRSE | CNRSE ST-FAC
MYP-1391-ESB-02 | MAYPOR-1391 | STEAM GENERATOR ELECTRIC, 73LB/HR | Unknown | Unknown | FACILITIES | BOTH | D30 | D3020 | D3020913 | CNRSE | CNRSE ST-FAC
MYP-1391-ESB-03 | MAYPOR-1391 | STEAM GENERATOR ELECTRIC, 73LB/HR | AMERIC | AI 24-480 | FACILITIES | BOTH | D30 | D3020 | D3020913 | CNRSE | CNRSE ST-FAC
MYP-1391-WCG-01 | MAYPOR-1391 | WATER HEATER, COMMERCIAL | Unknown | Unknown | FACILITIES | BOTH | D20 | D2020 | D2020250 | CNRSE | CNRSE ST-FAC
MYP-1396-WHE-01 | MAYPOR-1396 | WATER HEATERS, RESIDENTIAL, ELECTRIC | AO SMITH | DEL-40 110 | FACILITIES | CIMU | D20 | D2020 | D2020210 | CNRSE | CNRSE ST-FAC
MYP-1397-WCG-01 | MAYPOR-1397 | WATER HEATER, COMMERCIAL | Unknown | Unknown | FACILITIES | BOTH | D20 | D2020 | D2020250 | CNRSE | CNRSE ST-FAC
MYP-1397-WHE-01 | MAYPOR-1397 | WATER HEATERS, RESIDENTIAL, ELECTRIC | RHEEM | ELDS-52-TB | FACILITIES | CIMU | D20 | D2020 | D2020210 | CNRSE | CNRSE ST-FAC
MYP-1433-WHE-01 | MAYPOR-1433 | WATER HEATERS, RESIDENTIAL, ELEC, 30 GAL | VANGUARD L | 66726 | FACILITIES | CIMU | D20 | D2020 | D2020210 | CNRSE | CNRSE ST-FAC
MYP-1488-GSB-00 | MAYPOR-1488 | BOILER, HOT WATER, GAS | AERCO | BENCHMARK 3000 LN | FACILITIES | BOTH | D20 | D3020 | D3020400 | CNRSE | CNRSE ST-FAC
MYP-1488-GSB-02 | MAYPOR-1488 | BOILER, HOT WATER, GAS | NORITZ | NC380-SV-ASME | FACILITIES | BOTH | D30 | D3020 | D3020130 | CNRSE | CNRSE ST-FAC
MYP-1488-GSB-03 | MAYPOR-1488 | BOILER, HOT WATER, GAS | NORITZ | NC380-SV-ASME | FACILITIES | BOTH | D20 | D2020 | D2020220 | CNRSE | CNRSE ST-FAC
MYP-1488-WCE-01 | MAYPOR-1488 | WATER HEATER ELECTRIC 40 GAL. | Unknown | Unknown | FACILITIES | BOTH | D20 | D2020 | D2020240 | CNRSE | CNRSE ST-FAC
MYP-1488-WCE-02 | MAYPOR-1488 | WATER HEATER ELECTRIC 50 GAL. | A.O. SMITH | ECT 52 210 | FACILITIES | BOTH | D20 | D2020 | D2020240 | CNRSE | CNRSE ST-FAC
MYP-1488-WCE-03 | MAYPOR-1488 | WATER HEATER ELECTRIC 65 GAL. | Unknown | Unknown | FACILITIES | BOTH | D20 | D2020 | D2020240 | CNRSE | CNRSE ST-FAC
MYP-1488-WCE-04 | MAYPOR-1488 | WATER HEATER ELECTRIC 80 GAL. | Unknown | Unknown | FACILITIES | BOTH | D20 | D2020 | D2020240 | CNRSE | CNRSE ST-FAC
MYP-1488-WCE-05 | MAYPOR-1488 | WATER HEATER ELECTRIC 150 GAL. | Unknown | Unknown | FACILITIES | BOTH | D20 | D2020 | D2020240 | CNRSE | CNRSE ST-FAC
MYP-1488-WCG-01 | MAYPOR-1488 | WATER HEATER COMMERCIAL, GAS | NORITZ | NGO3146 | FACILITIES | BOTH | D20 | D2020 | D2020250 | CNRSE | CNRSE ST-FAC
MYP-1488-WHE-01 | MAYPOR-1488 | WATER HEATERS, RESIDENTIAL, ELECTRIC | BRADFORD WHITE | MD65R33C090 | FACILITIES | CIMU | D20 | D2020 | D2020210 | CNRSE | CNRSE ST-FAC
MYP-1488-WHE-02 | MAYPOR-1488 | WATER HEATERS, RESIDENTIAL, ELECTRIC | AO SMITH | ECTS2210 | FACILITIES | CIMU | D20 | D2020 | D2020210 | CNRSE | CNRSE ST-FAC
MYP-1552-WCG-01 | MAYPOR-1552 | WATER HEATER | NORITZ | NCC1991-DV | FACILITIES | BOTH | D20 | D2020 | D2020250 | CNRSE | CNRSE ST-FAC
MYP-1552-WCG-05 | MAYPOR-1552 | BOILER-WATER HEATER 229MBH | BURNHAM | FD7LLVOT | FACILITIES | BOTH | D20 | D2020 | D2020250 | CNRSE | CNRSE ST-FAC
MYP-1552-WCG-06 | MAYPOR-1552 | WATER HEATER | NORITZ | NC380-SV | FACILITIES | BOTH | D20 | D2020 | D2020250 | CNRSE | CNRSE ST-FAC
MYP-1552-WCG-07 | MAYPOR-1552 | NORITZ TANKLESS WATER HEATER | NORITZ | NC380-SV-ASME | FACILITIES | BOTH | D20 | D2020 | D2020250 | CNRSE | CNRSE ST-FAC
MYP-1553-WHE-01 | MAYPOR-1553 | TANKLESS HEATER, ELECTRIC | NORITZ | NC380-SV-ASME | FACILITIES | CIMU | D20 | D2020 | D2020210 | CNRSE | CNRSE ST-FAC
MYP-1554-WCE-01 | MAYPOR-1554 | WATER HEATER - COMMERCIAL (50 GAL) | AO SMITH | ENT-50-110 | FACILITIES | BOTH | D20 | D2020 | D2020240 | CNRSE | CNRSE ST-FAC
MYP-1555-GSB-01 | MAYPOR-1555 | BOILER, HOT WATER, GAS | NORITZ | NC380-SV-ASME | FACILITIES | BOTH | D20 | D2020 | D2020220 | CNRSE | CNRSE ST-FAC
MYP-1555-GSB-03 | MAYPOR-1555 | BOILER, HOT WATER, GAS | NORITZ | NC380-SV-ASME | FACILITIES | BOTH | D20 | D2020 | D2020220 | CNRSE | CNRSE ST-FAC
MYP-1555-GSB-05 | MAYPOR-1555 | BOILER, HOT WATER, GAS | NORITZ | NC380-SV-ASME-NG | FACILITIES | BOTH | D20 | D2020 | D2020220 | CNRSE | CNRSE ST-FAC
MYP-1555-GSB-06 | MAYPOR-1555 | BOILER, HOT WATER, GAS | NORITZ | NC380-SV-ASME | FACILITIES | BOTH | D20 | D2020 | D2020250 | CNRSE | CNRSE ST-FAC
MYP-1556-WHE-01 | MAYPOR-1556 | WATER HEATERS, RESIDENTIAL, ELECTRIC | A.O.SMITH | E62-50H-045D | FACILITIES | BOTH | D20 | D2020 | D2020210 | CNRSE | CNRSE ST-FAC
MYP-1556-WHG-01 | MAYPOR-1556 | TANKLESS HEATER - GAS, NORITZ | NORITZ | NC380-SV-ASME-NG | FACILITIES | BOTH | D20 | D2020 | D2020220 | CNRSE | CNRSE ST-FAC
MYP-1576-WHE-01 | MAYPOR-1576 | WATER HEATERS, RESIDENTIAL, ELECTRIC | STATE SELECT | ES63000LSG | FACILITIES | CIMU | D20 | D2020 | D2020210 | CNRSE | CNRSE ST-FAC
MYP-1591-WCE-01 | MAYPOR-1591 | WATER HEATERS, COMMERCIAL, ELEC (66-GAL) | AO SMITH | EES-6620 | FACILITIES | BOTH | D20 | D2020 | D2020240 | CNRSE | CNRSE ST-FAC
MYP-1596-WHE-01 | MAYPOR-1596 | TANKLESS HEATER, ELECTRIC | Unknown | Unknown | FACILITIES | CIMU | D20 | D2020 | D2020210 | CNRSE | CNRSE ST-FAC
MYP-1596-WHE-02 | MAYPOR-1596 | TANKLESS HEATER, ELECTRIC | Unknown | Unknown | FACILITIES | CIMU | D20 | D2020 | D2020210 | CNRSE | CNRSE ST-FAC
MYP-1600-WHE-01 | MAYPOR-1600 | WATER HEATERS, RESIDENTIAL, ELECTRIC | GE | GE30T06MAG | FACILITIES | CIMU | D20 | D2020 | D2020210 | CNRSE | CNRSE ST-FAC
MYP-1607-WCE-01 | MAYPOR-1607 | WATER HEATERS, COMMERCIAL, ELEC, 80 gal | AMERICAN STANDARD | E-80T-2-6 | FACILITIES | BOTH | D20 | D2020 | D2020240 | CNRSE | CNRSE ST-FAC
MYP-1613-WCE-01 | MAYPOR-1613 | WATER HEATER, COMMERCIAL | Unknown | Unknown | FACILITIES | BOTH | D20 | D2020 | D2020240 | CNRSE | CNRSE ST-FAC
MYP-1805-WHE-01 | MAYPOR-1805 | WATER HEATERS, RESIDENTIAL, ELECTRIC | GE | GE50T06AAG | FACILITIES | CIMU | D20 | D2020 | D2020210 | CNRSE | CNRSE ST-FAC
MYP-1842-GSB-01 | MAYPOR-1842 | BOILER (CI) WEIL MCLAIN SN UNK | WEIL-MCLAIN | PFG-8-PIN | FACILITIES | BOTH | D20 | D2020 | D2020250 | CNRSE | CNRSE ST-FAC
MYP-1842-WCE-01 | MAYPOR-1842 | WATER HEATER, COMMERCIAL | AO SMITH | PCT 120 200 | FACILITIES | BOTH | D20 | D2020 | D2020240 | CNRSE | CNRSE ST-FAC
MYP-1842-WCG-01 | MAYPOR-1842 | WATER HEATER, COMMERCIAL | AO SMITH | BTH400A104 | FACILITIES | BOTH | D20 | D2020 | D2020250 | CNRSE | CNRSE ST-FAC
MYP-1849-WHE-01 | MAYPOR-1849 | WATER HEATER, RESIDENTIAL, ELECTRIC | AO SMITH | ECT40200 | FACILITIES | CIMU | D20 | D2020 | D2020210 | CNRSE | CNRSE ST-FAC
MYP-1849-WHE-02 | MAYPOR-1849 | WATER HEATER, RESIDENTIAL, ELECTRIC | Unknown | Unknown | FACILITIES | CIMU | D20 | D2020 | D2020210 | CNRSE | CNRSE ST-FAC
MYP-1854-WHE-01 | MAYPOR-1854 | WATER HEATERS, RESIDENTIAL, ELECTRIC | STATE WATER HEATERS (MANUF.) | Unknown | FACILITIES | BOTH | D20 | D2020 | D2020210 | CNRSE | CNRSE ST-FAC
MYP-1860-WHE-01 | MAYPOR-1860 | WATER HEATERS, RESIDENTIAL, ELECTRIC | AO SMITH | Unknown | FACILITIES | CIMU | D20 | D2020 | D2020210 | CNRSE | CNRSE ST-FAC
MYP-1868-WHE-01 | MAYPOR-1868 | Water Heaters, Commercial, Elec | Unknown | Unknown | FACILITIES | BOTH | D20 | D2020 | D2020240 | CNRSE | CNRSE ST-FAC
MYP-1878-WCG-01 | MAYPOR-1878 | WATER HEATER, COMMERCIAL | RHEEM | E85-15G | FACILITIES | BOTH | D20 | D2020 | D2020250 | CNRSE | CNRSE ST-FAC
MYP-1886-WHE-01 | MAYPOR-1886 | WATER HEATER, RESIDENTIAL, ELECTRIC | VANGUARD TECHNOLOGY | 6E722 | FACILITIES | CIMU | D20 | D2020 | D2020210 | CNRSE | CNRSE ST-FAC
MYP-1886-WHE-02 | MAYPOR-1886 | TANKLESS WATER HEATER, ELECTRIC | EEMAX | Unknown | FACILITIES | CIMU | D20 | D2020 | D2020210 | CNRSE | CNRSE ST-FAC
MYP-1888-TNK-00 | MAYPOR-1888 | WATER TANKS, DW SUPPLY EQUIPMENT | Unknown | Unknown | FACILITIES | BOTH | D20 | D2020 | D2020902 | CNRSE | CNRSE ST-FAC
MYP-1888-WCE-01 | MAYPOR-1888 | WATER HEATERS, COMMERCIAL, ELEC, 50 GAL | Unknown | Unknown | FACILITIES | BOTH | D20 | D2020 | D2020240 | CNRSE | CNRSE ST-FAC
MYP-1888-WCE-02 | MAYPOR-1888 | WATER HEATERS, COMMERCIAL, ELEC, 50 GAL | RUDD S | EGL50-15-G | FACILITIES | BOTH | D20 | D2020 | D2020240 | CNRSE | CNRSE ST-FAC
MYP-1893-HGO-00 | MAYPOR-1893 | BOILER (FT), HURST, NB 6619 | HURST | 4VT-G/0-10-15 | FACILITIES | BOTH | D20 | D2020 | D2020250 | CNRSE | CNRSE ST-FAC
MYP-1893-WCE-00 | MAYPOR-1893 | WATER HEATERS, COMMERCIAL, ELEC, 120 GALLON | A.O.SMITH | DRE-120-917 | FACILITIES | BOTH | D20 | D2020 | D2020240 | CNRSE | CNRSE ST-FAC
MYP-1900-WCE-01 | MAYCOM-1900 | Water Heaters, Commercial (LOCHINVAR) | LOCHINVAR | ETX120PP | FACILITIES | BOTH | D20 | D2020 | D2020240 | CNRSE | CNRSE ST-FAC
MYP-1900-WCE-02 | MAYCOM-1900 | WATER HEATERS, COMMERCIAL, ELEC, 119 GAL | AO SMITH | DEN120/110 | FACILITIES | BOTH | D20 | D2020 | D2020240 | CNRSE | CNRSE ST-FAC
MYP-1900-WHE-01 | MAYCOM-1900 | TANKLESS HEATER, ELECTRIC | Unknown | Unknown | FACILITIES | CIMU | D20 | D2020 | D2020210 | CNRSE | CNRSE ST-FAC
MYP-1900-WHE-02 | MAYCOM-1900 | TANKLESS HEATER, ELECTRIC | Unknown | Unknown | FACILITIES | CIMU | D20 | D2020 | D2020210 | CNRSE | CNRSE ST-FAC
MYP-1900-WHE-03 | MAYCOM-1900 | TANKLESS HEATER, ELECTRIC | Unknown | Unknown | FACILITIES | CIMU | D20 | D2020 | D2020210 | CNRSE | CNRSE ST-FAC
MYP-1900-WHE-04 | MAYCOM-1900 | TANKLESS HEATER, ELECTRIC | Unknown | Unknown | FACILITIES | CIMU | D20 | D2020 | D2020210 | CNRSE | CNRSE ST-FAC
MYP-1900-WHE-05 | MAYCOM-1900 | TANKLESS HEATER, ELECTRIC | Unknown | Unknown | FACILITIES | CIMU | D20 | D2020 | D2020210 | CNRSE | CNRSE ST-FAC
MYP-1906A-WCE-01 | MAYPOR-1906 | WATER HEATER - COMMERCIAL - ELECTRIC (80 GAL) | RHEEM | 81V-80D | FACILITIES | BOTH | D20 | D2020 | D2020240 | CNRSE | CNRSE ST-FAC
MYP-1906-WHE-01 | MAYPOR-1906 | WATER HEATERS, RESIDENTIAL, ELEC, 80 GAL | Unknown | TM-80SS-HE | FACILITIES | CIMU | D20 | D2020 | D2020210 | CNRSE | CNRSE ST-FAC
MYP-191-WHE-01 | MAYPOR-191 | WATER HEATERS, RESIDENTIAL, ELECTRIC | GENERAL ELECTRIC | GE40M 06 AAG | FACILITIES | BOTH | D20 | D2020 | D2020210 | CNRSE | CNRSE ST-FAC
MYP-191-WHE-02 | MAYPOR-191 | WATER HEATERS, RESIDENTIAL, ELECTRIC | STATE WATER HEATERS (MANUF.) | ES630D0LSG | FACILITIES | BOTH | D20 | D2020 | D2020210 | CNRSE | CNRSE ST-FAC
MYP-191-WHE-03 | MAYPOR-191 | TANKLESS HEATER, ELECTRIC | EEMAX | EX3512T | FACILITIES | BOTH | D20 | D2020 | D2020210 | CNRSE | CNRSE ST-FAC
MYP-191-WHE-04 | MAYPOR-191 | TANKLESS HEATER, ELECTRIC | EEMAX | EX3512T | FACILITIES | BOTH | D20 | D2020 | D2020210 | CNRSE | CNRSE ST-FAC
MYP-1960-WCG-04 | RIBBAY-1960 | BOILER 100 GAL WH-3 | A O SMITH | BT 100 401 | FACILITIES | BOTH | D20 | D2020 | D2020250 | CNRSE | CNRSE ST-FAC
MYP-1960-WCG-05 | RIBBAY-1960 | WATER HEATERS, COMMERCIAL, GAS, TANKLESS | NORITZ | NC380-SV-ASME-LP | FACILITIES | BOTH | D20 | D2020 | D2020250 | CNRSE | CNRSE ST-FAC
MYP-1960-WCG-06 | RIBBAY-1960 | WATER HEATERS, COMMERCIAL, GAS, TANKLESS | NORITZ | NC380-SV-ASME-LP | FACILITIES | BOTH | D20 | D2020 | D2020250 | CNRSE | CNRSE ST-FAC
MYP-1960-WHT-00 | RIBBAY-1960 | WATER SOFTENER | Unknown | Unknown | FACILITIES | BOTH | D20 | D2010 | D2010999 | CNRSE | CNRSE ST-FAC
MYP-1966-WCE-00 | MAYPOR-1966 | WATER HEATER | HAMILTON ENGINEERING | PES40-2 | FACILITIES | CIMU | D20 | D2020 | D2020240 | CNRSE | CNRSE ST-FAC
MYP-1966-WHE-01 | MAYPOR-1966 | WATER HEATERS, RESIDENTIAL, ELECTRIC | Unknown | Unknown | FACILITIES | CIMU | D20 | D2020 | D2020210 | CNRSE | CNRSE ST-FAC
MYP-1981-WCG-01 | MAYPOR-1981 | WATER HEATERS, COMMERCIAL, GAS (120 BBH/ 85 GAL) | Unknown | RWL180 | FACILITIES | BOTH | D20 | D2020 | D2020250 | CNRSE | CNRSE ST-FAC
MYP-1981-WCG-02 | MAYPOR-1981 | WATER HEATERS, COMMERCIAL, GAS (120 BBH/ 85 GAL) | Unknown | RWL180 | FACILITIES | BOTH | D20 | D2020 | D2020250 | CNRSE | CNRSE ST-FAC
MYP-1986-WHE-01 | MAYPOR-1986 | WATER HEATER-STORAGE ROOM-Type: 40 GAL | AO SMITH | DEN 40 102 | FACILITIES | BOTH | D20 | D2020 | D2020210 | CNRSE | CNRSE ST-FAC
MYP-1-WCE-01 | MAYPOR-1 | WATER HEATER, COMMERCIAL | RUDD S | E5120-12-6 | FACILITIES | BOTH | D20 | D2020 | D2020240 | CNRSE | CNRSE ST-FAC
MYP-1-WHE-01 | MAYPOR-1 | WATER HEATERS, RESIDENTIAL, ELECTRIC | AO SMITH | DRE80100 | FACILITIES | CIMU | D20 | D2020 | D2020210 | CNRSE | CNRSE ST-FAC
MYP-2020-WHE-01 | MAYPOR-2020 | WATER HEATERS, RESIDENTIAL, ELECTRIC | AO SMITH | 9241358011 | FACILITIES | CIMU | D20 | D2020 | D2020210 | CNRSE | CNRSE ST-FAC
MYP-2021-WHE-01 | MAYPOR-2021 | TANKLESS HEATER, ELECTRIC | Unknown | ISE W152 | FACILITIES | CIMU | D20 | D2020 | D2020210 | CNRSE | CNRSE ST-FAC
MYP-2030-WHE-01 | MAYPOR-2030 | WATER HEATERS, RESIDENTIAL, ELECTRIC | RUDD S | PE4-2 | FACILITIES | CIMU | D20 | D2020 | D2020210 | CNRSE | CNRSE ST-FAC
MYP-2038-WHE-01 | MAYPOR-2038 | WATER HEATERS, RESIDENTIAL, ELECTRIC | AMERICAN WATER HEA | E62-30H-045D | FACILITIES | CIMU | D20 | D2020 | D2020210 | CNRSE | CNRSE ST-FAC
MYP-2051-WHE-01 | MAYPOR-2051 | WATER HEATERS, RESIDENTIAL, ELECTRIC | AO SMITH | Unknown | FACILITIES | CIMU | D20 | D2020 | D2020210 | CNRSE | CNRSE ST-FAC
MYP-2062-WCE-01 | MAYPOR-2062 | WATER HEATER, COMMERCIAL | Unknown | Unknown | FACILITIES | BOTH | D20 | D2020 | D2020240 | CNRSE | CNRSE ST-FAC
MYP-2062-WCE-02 | MAYPOR-2062 | WATER HEATER, COMMERCIAL | Unknown | Unknown | FACILITIES | BOTH | D20 | D2020 | D2020240 | CNRSE | CNRSE ST-FAC
MYP-2078-WCE-00 | MAYPOR-2078 | WATER HEATER 85 GALLON | RUDD S | ES-85-18G | FACILITIES | BOTH | D20 | D2020 | D2020240 | CNRSE | CNRSE ST-FAC
MYP-2084-WCE-01 | MAYPOR-2084 | WATER HEATER, COMMERCIAL | Unknown | Unknown | FACILITIES | BOTH | D20 | D2020 | D2020240 | CNRSE | CNRSE ST-FAC
MYP-2084-WHE-01 | MAYPOR-2084 | WATER HEATERS, RESIDENTIAL, ELECTRIC | AO SMITH | ENC-30 100 | FACILITIES | CIMU | D20 | D2020 | D2020210 | CNRSE | CNRSE ST-FAC
MYP-2277-WHE-01 | MAYPOR-2277 | WATER HEATER, RESIDENTIAL, ELECTRIC | STATE SELECT | TO HIGH TO READ | FACILITIES | CIMU | D20 | D2020 | D2020210 | CNRSE | CNRSE ST-FAC
MYP-2285-WCE-01 | MAYPOR-2285 | WATER HEATER- 80 GAL | Unknown | Unknown | FACILITIES | BOTH | D20 | D2020 | D2020240 | CNRSE | CNRSE ST-FAC
MYP-2286-WCE-01 | MAYPOR-2286 | WATER HEATERS, COMMERCIAL, ELEC, 80 GAL | Unknown | Unknown | FACILITIES | BOTH | D20 | D2020 | D2020240 | CNRSE | CNRSE ST-FAC
MYP-2286-WHE-01 | MAYPOR-2286 | WATER HEATERS, RESIDENTIAL, ELEC, 80 GAL | AO SMITH | DEN80110 | FACILITIES | CIMU | D20 | D2020 | D2020210 | CNRSE | CNRSE ST-FAC
MYP-2287-WHT-00 | RIBBAY-2287 | WATER SOFTENER | CULLIGAN | Unknown | FACILITIES | BOTH | D20 | D2010 | D2010999 | CNRSE | CNRSE ST-FAC
MYP-2287-WHT-01 | RIBBAY-2287 | WATER SOFTENER | CULLIGAN | Unknown | FACILITIES | BOTH | D20 | D2010 | D2010999 | CNRSE | CNRSE ST-FAC
MYP-234-WHE-01 | MAYPOR-234 | WATER HEATERS, RESIDENTIAL, ELECTRIC | AMERICAN STANDARD | Unknown | FACILITIES | CIMU | D20 | D2020 | D2020210 | CNRSE | CNRSE ST-FAC
MYP-243-DWO-01 | MAYPOR-243 | WATER SOFTENER | Unknown | Unknown | FACILITIES | BOTH | D20 | D2020 | D2020999 | CNRSE | CNRSE ST-FAC
MYP-243-WCG-01 | MAYPOR-243 | WATER HEATERS, COMMERCIAL, GAS, 390 MBH | NORITZ | Unknown | FACILITIES | CIMU | D20 | D2020 | D2020250 | CNRSE | CNRSE ST-FAC
MYP-243-WCG-02 | MAYPOR-243 | WATER HEATERS, COMMERCIAL, GAS, 390 MBH | NORITZ | Unknown | FACILITIES | CIMU | D20 | D2020 | D2020250 | CNRSE | CNRSE ST-FAC
MYP-243-WCG-04 | MAYPOR-243 | WATER HEATERS, COMMERCIAL, GAS, 390 MBH | NORITZ | NC380-SV-ASME | FACILITIES | BOTH | D20 | D2020 | D2020250 | CNRSE | CNRSE ST-FAC
MYP-243-WHG-01 | MAYPOR-243 | TANKLESS HEATER - GAS, NORITZ | NORITZ | NC380-SV-ASME-NG | FACILITIES | BOTH | D20 | D2020 | D2020220 | CNRSE | CNRSE ST-FAC
MYP-245-HGO-00 | MAYPOR-245 | BOILER, PKG, HOT WATER, GAS | Unknown | NC380-SV-ASME | FACILITIES | BOTH | D30 | D3020 | D3020999 | CNRSE | CNRSE ST-FAC
MYP-245-HGO-01 | MAYPOR-245 | BOILER, PKG, HOT WATER, GAS | NORITZ | NC380-SV-ASME | FACILITIES | CIMU | D20 | D2020 | D2020220 | CNRSE | CNRSE ST-FAC
MYP-245-HGO-02 | MAYPOR-245 | BOILER, PKG, HOT WATER, GAS | NORITZ | NC380-SV-ASME | FACILITIES | CIMU | D20 | D2020 | D2020220 | CNRSE | CNRSE ST-FAC
MYP-245-WCE-00 | MAYPOR-245 | WATER HEATER, RESIDENTIAL | Unknown | Unknown | FACILITIES | CIMU | D20 | D2020 | D2020240 | CNRSE | CNRSE ST-FAC
MYP-245-WHE-01 | MAYPOR-245 | WATER HEATERS, RESIDENTIAL, ELECTRIC | RHEEM | Unknown | FACILITIES | CIMU | D20 | D2020 | D2020210 | CNRSE | CNRSE ST-FAC
MYP-2480-DWS-01 | MAYPOR-2480 | WATER SOFTENER | Unknown | CLACK- 798014 | FACILITIES | BOTH | D20 | D2020 | D2020600 | CNRSE | CNRSE ST-FAC
MYP-2517-WCE-00 | MAYPOR-2517 | ELEC. HOT. WATER. HEATER | RHEEM | Unknown | FACILITIES | BOTH | D20 | D2020 | D2020210 | CNRSE | CNRSE ST-FAC
MYP-2517-WCE-01 | MAYPOR-2517 | ELEC. INSTANT HOT. WATER. HEATER | EEMAX | Unknown | FACILITIES | BOTH | D20 | D2020 | D2020210 | CNRSE | CNRSE ST-FAC
MYP-2517-WCE-02 | MAYPOR-2517 | ELEC. INSTANT HOT. WATER. HEATER | EEMAX | Unknown | FACILITIES | BOTH | D20 | D2020 | D2020210 | CNRSE | CNRSE ST-FAC
MYP-2527-WHE-01 | MAYPOR-2527 | TANKLESS HEATER, ELECTRIC | EEMAX | Unknown | FACILITIES | CIMU | D20 | D2020 | D2020210 | CNRSE | CNRSE ST-FAC
MYP-2527-WHE-02 | MAYPOR-2527 | WATER HEATERS, RESIDENTIAL, ELECTRIC | A.O. SMITH | DEN-40110 | FACILITIES | CIMU | D20 | D2020 | D2020210 | CNRSE | CNRSE ST-FAC
MYP-2528-WHE-01 | MAYPOR-2528 | WATER HEATERS, RESIDENTIAL, ELECTRIC | RHEEM | E1D40-FT13 | FACILITIES | CIMU | D20 | D2020 | D2020210 | CNRSE | CNRSE ST-FAC
MYP-2528-WHE-02 | MAYPOR-2528 | TANKLESS HEATER, ELECTRIC | STIEBEL ELTRON C | Unknown | FACILITIES | CIMU | D20 | D2020 | D2020210 | CNRSE | CNRSE ST-FAC
MYP-2529-TNK-01 | MAYPOR-2529 | STORAGE TANK GLASS LINED PE 318 GAL | LOCHINVAR | RGA0315-5 | FACILITIES | BOTH | D20 | D2020 | D2020902 | CNRSE | CNRSE ST-FAC
MYP-2529-WHT-01 | MAYPOR-2529 | WATER SOFTENER W-1 | PENTAIR | Unknown | FACILITIES | BOTH | D20 | D2010 | D2010999 | CNRSE | CNRSE ST-FAC
MYP-2529-WHT-02 | MAYPOR-2529 | WATER SOFTENER W-2 | PENTAIR | Unknown | FACILITIES | BOTH | D20 | D2010 | D2010999 | CNRSE | CNRSE ST-FAC
MYP-2529-WHT-03 | MAYPOR-2529 | WATER SOFTENER W-3 | PENTAIR | Unknown | FACILITIES | BOTH | D20 | D2010 | D2010999 | CNRSE | CNRSE ST-FAC
MYP-2548-WCG-00 | MAYPOR-2548 | WATER HEATER GAS | BOCK | OT200N-A | FACILITIES | BOTH | D20 | D2020 | D2020250 | CNRSE | CNRSE ST-FAC
MYP-2548-WCG-01 | MAYPOR-2548 | WATER HEATER GAS | LOCHINVAR | RGH0318-2-5-012 | FACILITIES | BOTH | D20 | D2020 | D2020250 | CNRSE | CNRSE ST-FAC
MYP-2549-WHE-00 | MAYPOR-2549 | WATER HEATER 65 GAL (VAUGHN) | Unknown | S-65 | FACILITIES | BOTH | D20 | D2020 | D2020210 | CNRSE | CNRSE ST-FAC
MYP-25-WHE-01 | MAYPOR-25 | WATER HEATERS, RESIDENTIAL, ELECTRIC | AO SMITH | PROE30RU055 | FACILITIES | CIMU | D20 | D2020 | D2020210 | CNRSE | CNRSE ST-FAC
MYP-289-WCE-00 | MAYPOR-289 | WATER HEATER | Unknown | Unknown | FACILITIES | CIMU | D20 | D2020 | D2020240 | CNRSE | CNRSE ST-FAC
MYP-298-WHE-01 | MAYPOR-298 | WATER HEATERS, RESIDENTIAL, ELECTRIC | A O SMITH | ECT 30 200 | FACILITIES | CIMU | D20 | D2020 | D2020210 | CNRSE | CNRSE ST-FAC
MYP-299-WHE-01 | MAYPOR-299 | WATER HEATERS, RESIDENTIAL, ELECTRIC | GE | GE30506AAG | FACILITIES | CIMU | D20 | D2020 | D2020210 | CNRSE | CNRSE ST-FAC
MYP-338-DWS-01 | MAYPOR-338 | WATER SOFTENER #1 | Unknown | Unknown | FACILITIES | BOTH | D20 | D2020 | D2020600 | CNRSE | CNRSE ST-FAC
MYP-338-DWS-02 | MAYPOR-338 | WATER SOFTENER #2 | Unknown | Unknown | FACILITIES | BOTH | D20 | D2020 | D2020600 | CNRSE | CNRSE ST-FAC
MYP-338-DWS-03 | MAYPOR-338 | WATER SOFTENER #3 | Unknown | Unknown | FACILITIES | BOTH | D20 | D2020 | D2020600 | CNRSE | CNRSE ST-FAC
MYP-338-DWS-04 | MAYPOR-338 | WATER SOFTENER #4 | Unknown | Unknown | FACILITIES | BOTH | D20 | D2020 | D2020600 | CNRSE | CNRSE ST-FAC
MYP-338-EPT-01 | MAYPOR-338 | HOT WATER TANK WITH COIL 300 GAL | CEMLINE | V300JST624 | FACILITIES | BOTH | D30 | D3010 | D3010800 | CNRSE | CNRSE ST-FAC
MYP-338-EPT-02 | MAYPOR-338 | HOT WATER TANK WITH COIL 500 GAL | CEMLINE | V300JST624 | FACILITIES | BOTH | D30 | D3010 | D3010800 | CNRSE | CNRSE ST-FAC
MYP-350-GSB-00 | MAYPOR-350 | BOILER, HOT WATER | NORITZ | NC380-SV-ASME | FACILITIES | CIMU | D20 | D2020 | D2020220 | CNRSE | CNRSE ST-FAC
MYP-350-GSB-01 | MAYPOR-350 | BOILER, HOT WATER | NORITZ | NC380-SV-ASME | FACILITIES | CIMU | D20 | D2020 | D2020220 | CNRSE | CNRSE ST-FAC
MYP-351-BCO-01 | MAYPOR-351 | BOILER | NORITZ | NC380-SV-ASME | FACILITIES | BOTH | D20 | D2020 | D2020220 | CNRSE | CNRSE ST-FAC
MYP-351-BCO-02 | MAYPOR-351 | BOILER | NORITZ | NC380-SV-ASME | FACILITIES | BOTH | D20 | D2020 | D2020220 | CNRSE | CNRSE ST-FAC
MYP-351-WHE-00 | MAYPOR-351 | WATER HEATER | GENERAL ELECTRIC | SE50M12AAH | FACILITIES | CIMU | D20 | D2020 | D2020240 | CNRSE | CNRSE ST-FAC
MYP-351-WHE-01 | MAYPOR-351 | WATER HEATERS, RESIDENTIAL, ELEC, 20 GAL | Unknown | 6E732 | FACILITIES | CIMU | D20 | D2020 | D2020210 | CNRSE | CNRSE ST-FAC
MYP-365-WCE-00 | MAYPOR-365 | WATER HEATER, COMMERCIAL, 120 GAL | LOCHINVAR | HSP15-120 | FACILITIES | BOTH | D20 | D2020 | D2020240 | CNRSE | CNRSE ST-FAC
MYP-365-WCE-01 | MAYPOR-365 | WATER HEATERS, COMMERCIAL, ELEC | STATE WATER HEATERS (MANUF.) | PCE3020LSA | FACILITIES | BOTH | D20 | D2020 | D2020240 | CNRSE | CNRSE ST-FAC
MYP-365-WHE-01 | MAYPOR-365 | WATER HEATERS, RESIDENTIAL, ELECTRIC | STATE WATER HEATERS (MANUF.) | PCE3020LSA | FACILITIES | CIMU | D20 | D2020 | D2020210 | CNRSE | CNRSE ST-FAC
MYP-392-WHE-01 | MAYPOR-392 | WATER HEATERS, RESIDENTIAL, ELECTRIC | AO SMITH | EJCT20200 | FACILITIES | CIMU | D20 | D2020 | D2020210 | CNRSE | CNRSE ST-FAC
MYP-3-WCE-00 | MAYPOR-3 | WATER HEATERS, COMMERCIAL, ELECTRIC | AO SMITH | Unknown | FACILITIES | BOTH | D20 | D2020 | D2020240 | CNRSE | CNRSE ST-FAC
MYP-3-WCE-01 | MAYPOR-3 | Domestic Water Distribution,Water Heaters, Commercial, Electric, 50 gal, 9 KW, 37 GPH | AMERICAN WATER HEATER | Unknown | FACILITIES | BOTH | D20 | D2020 | D2020240 | CNRSE | CNRSE ST-FAC
MYP-3-WCE-02 | MAYPOR-3 | Domestic Water Distribution,Water Heaters, Commercial, Electric, 50 gal, 9 KW, 37 GPH | AMERICAN WATER HEATER | Unknown | FACILITIES | BOTH | D20 | D2020 | D2020240 | CNRSE | CNRSE ST-FAC
MYP-413-GSB-02 | MAYPOR-413 | BOILER, HOT WATER, GAS BTU 256 MBH | RIELLO | CONDEXA PRO NA75P | FACILITIES | BOTH | D30 | D3020 | D3020400 | CNRSE | CNRSE ST-FAC
MYP-413-WCE-01 | MAYPOR-413 | WATER HEATER - COMMERCIAL - ELECTRIC 38 GAL. | AO SMITH | ECLN40200 | FACILITIES | BOTH | D20 | D2020 | D2020240 | CNRSE | CNRSE ST-FAC
MYP-413-WHE-00 | MAYPOR-413 | WATER HEATERS, RESIDENTIAL, ELECTRIC | Unknown | Unknown | FACILITIES | CIMU | D20 | D2020 | D2020210 | CNRSE | CNRSE ST-FAC
MYP-414-WCE-00 | MAYPOR-414 | WATER HEATERS, COMMERCIAL, ELEC | AO SMITH | ETC30200 | FACILITIES | BOTH | D20 | D2020 | D2020240 | CNRSE | CNRSE ST-FAC
MYP-414-WHE-01 | MAYPOR-414 | WATER HEATERS, RESIDENTIAL, ELECTRIC | Unknown | Unknown | FACILITIES | CIMU | D20 | D2020 | D2020210 | CNRSE | CNRSE ST-FAC
MYP-414-WHE-02 | MAYPOR-414 | WATER HEATERS, RESIDENTIAL, ELECTRIC | AO SMITH | ECT30200 | FACILITIES | CIMU | D20 | D2020 | D2020210 | CNRSE | CNRSE ST-FAC
MYP-424-WHE-01 | MAYPOR-424 | WATER HEATER, RESIDENTIAL, ELECTRIC | GE | Unknown | FACILITIES | CIMU | D20 | D2020 | D2020210 | CNRSE | CNRSE ST-FAC
MYP-436-WHE-00 | MAYPOR-436 | WATER HEATERS, RESIDENTIAL, ELECTRIC | Unknown | Unknown | FACILITIES | CIMU | D20 | D2020 | D2020210 | CNRSE | CNRSE ST-FAC
MYP-436-WHE-01 | MAYPOR-436 | WATER HEATER, COMMERCIAL | VANGUARD TECHNOLOGY | 8E721 | FACILITIES | BOTH | D20 | D2020 | D2020240 | CNRSE | CNRSE ST-FAC
MYP-448-GSB-01 | MAYPOR-448 | BOILER, HOT WATER #2 | NORITZ | NC380-SV-ASME | FACILITIES | BOTH | D20 | D2020 | D2020220 | CNRSE | CNRSE ST-FAC
MYP-448-GSB-02 | MAYPOR-448 | BOILER, HOT WATER #1 | NORITZ | NC380-SV-ASME | FACILITIES | BOTH | D20 | D2020 | D2020220 | CNRSE | CNRSE ST-FAC
MYP-448-WHE-00 | MAYPOR-448 | WATER HEATERS, RESIDENTIAL, ELECTRIC | STATE SELECT | P66620RTG | FACILITIES | CIMU | D20 | D2020 | D2020210 | CNRSE | CNRSE ST-FAC
MYP-460-WHE-00 | MAYPOR-460 | WATER HEATER, RESIDENTIAL, ELECTRIC | AO SMITH | PCRT-40-200 | FACILITIES | CIMU | D20 | D2020 | D2020210 | CNRSE | CNRSE ST-FAC
MYP-48A-WCE-01 | MAYPOR-48A | WATER HEATER, COMMERCIAL 5 GAL | Unknown | Unknown | FACILITIES | BOTH | D20 | D2020 | D2020240 | CNRSE | CNRSE ST-FAC
MYP-707-WHE-00 | MAYPOR-707 | WATER HEATERS, RESIDENTIAL, ELECTRIC | Unknown | Unknown | FACILITIES | CIMU | D20 | D2020 | D2020210 | CNRSE | CNRSE ST-FAC
MYP-90-WCE-01 | MAYPOR-90 | WATER HEATERS, COMMERCIAL, ELEC | RHEEM | ELD52-B | FACILITIES | BOTH | D20 | D2020 | D2020240 | CNRSE | CNRSE ST-FAC
MYP-2294-DWO=01 | MAYPOR-2294 | WATER SOFTENER | Unknown | Unknown | FACILITIES | BOTH | D20 | D2020 | D2020999 | CNRSE | CNRSE ST-FAC
MYP-2814-WCE-01 | MAYPOR-2814 | WATER�HEATERS �COMMERCIAL �ELEC LAB | AO SMITH | DEL-40 110 | FACILITIES | BOTH | D20 | D2020 | D2020240 | CNRSE | CNRSE ST-FAC
MYP-1585-TNK-00 | MAYPOR-1585 | WATER TANKS, DW SUPPLY EQUIPMENT | Unknown | Unknown | FACILITIES | BOTH | D20 | D2020 | D2020902 | CNRSE | CNRSE ST-UH
MYP-1586-WCG-02 | MAYPOR-1586 | NORITZ TANKLESS WATER HEATER | NORITZ | NC380-SV-ASME | FACILITIES | BOTH | D20 | D2090 | D2090999 | CNRSE | CNRSE ST-UH
MYP-1586-WCG-03 | MAYPOR-1586 | NORITZ TANKLESS WATER HEATER | NORITZ | NC380-SV-ASME | FACILITIES | BOTH | D20 | D2090 | D2090999 | CNRSE | CNRSE ST-UH
MYP-1586-WCG-04 | MAYPOR-1586 | NORITZ TANKLESS WATER HEATER | NORITZ | NC380-SV-ASME-NG | FACILITIES | BOTH | D20 | D2090 | D2090999 | CNRSE | CNRSE ST-UH
MYP-1587-TNK-00 | MAYPOR-1587 | WATER TANKS, DW SUPPLY EQUIPMENT | PVI | NM1000A-T | FACILITIES | BOTH | D20 | D2020 | D2020902 | CNRSE | CNRSE ST-UH
MYP-1587-TNK-01 | MAYPOR-1587 | Domestic Water Distribution,Storage Tank,Galvanized steel, 500 gallon, 36in diameter,126in | Unknown | Unknown | FACILITIES | BOTH | D20 | F1040 | F104002 | CNRSE | CNRSE ST-UH
MYP-1587-WHG-01 | MAYPOR-1587 | TANKLESS HEATER - GAS | NORITZ | Unknown | FACILITIES | BOTH | D20 | D2020 | D2020220 | CNRSE | CNRSE ST-UH
MYP-1587-WHG-02 | MAYPOR-1587 | TANKLESS HEATER - GAS | NORITZ | Unknown | FACILITIES | BOTH | D20 | D2020 | D2020220 | CNRSE | CNRSE ST-UH
MYP-1587-WHG-03 | MAYPOR-1587 | TANKLESS HEATER - GAS | NORITZ | Unknown | FACILITIES | BOTH | D20 | D2020 | D2020220 | CNRSE | CNRSE ST-UH
MYP-2105-TNK-02 | MAYPOR-2105 | WATER TANKS, DW SUPPLY EQUIPMENT | Unknown | Unknown | FACILITIES | BOTH | D20 | D2020 | D2020902 | CNRSE | CNRSE ST-UH
MYP-2105-TNK-03 | MAYPOR-2105 | WATER TANKS, DW SUPPLY EQUIPMENT | Unknown | Unknown | FACILITIES | BOTH | D20 | D2020 | D2020902 | CNRSE | CNRSE ST-UH
MYP-2105-WCE-01 | MAYPOR-2105 | WATER HEATER, COMMERCIAL | Unknown | Unknown | FACILITIES | BOTH | D20 | D2020 | D2020240 | CNRSE | CNRSE ST-UH
MYP-2105-WCG-01 | MAYPOR-2105 | NORITZ HOT WATER HEATER | NORITZ | NC380-SV-ASME | FACILITIES | BOTH | D20 | D2020 | D2020250 | CNRSE | CNRSE ST-UH
MYP-2105-WCG-02 | MAYPOR-2105 | NORITZ HOT WATER HEATER | NORITZ | NC380-SV-ASME | FACILITIES | BOTH | D20 | D2020 | D2020250 | CNRSE | CNRSE ST-UH
MYP-2234-TNK-01 | MAYPOR-2234 | DHW-1 STORAGE TANK | Unknown | 5779 WENDLAND MFG TANK DHW-1 | FACILITIES | BOTH | D20 | D2020 | D2020902 | CNRSE | CNRSE ST-UH
MYP-2234-TNK-02 | MAYPOR-2234 | DHW-2 STORAGE TANK | Unknown | 5779 WENDLAND MFG TANK DHW-2 | FACILITIES | BOTH | D20 | D2020 | D2020902 | CNRSE | CNRSE ST-UH
MYP-2234-WCG-02 | MAYPOR-2234 | WATER HEATERS, COMMERCIAL, GAS, 390 MBH | NORITZ | NC380-SV-ASME-NG | FACILITIES | CIMU | D20 | D2020 | D2020250 | CNRSE | CNRSE ST-UH
MYP-2234-WCG-03 | MAYPOR-2234 | WATER HEATERS, COMMERCIAL, GAS, 390 MBH | NORITZ | NC380-SV-ASME-NG | FACILITIES | CIMU | D20 | D2020 | D2020220 | CNRSE | CNRSE ST-UH
MYP-2234-WCG-04 | MAYPOR-2234 | WATER HEATERS, COMMERCIAL, GAS, 390 MBH | NORITZ | NC380-SV-ASME-NG | FACILITIES | CIMU | D20 | D2020 | D2020250 | CNRSE | CNRSE ST-UH
MYP-451-GSB-01 | MAYPOR-451 | BOILER, HOT WATER | NORITZ | NC380-SV-ASME | FACILITIES | BOTH | D20 | D2020 | D2020220 | CNRSE | CNRSE ST-UH
MYP-1980-GSB-01 | MAYPOR-1980 | BOILER, HOT WATER, GAS | NORITZ | NC380-SV-ASME | FACILITIES | BOTH | D20 | D2020 | D2020250 | Navy Lodge | Navy Lodge
MYP-1980-GSB-02 | MAYPOR-1980 | BOILER, HOT WATER, GAS | NORITZ | NC380-SV-ASME | FACILITIES | BOTH | D20 | D2020 | D2020220 | Navy Lodge | Navy Lodge
MYP-1980-TNK-00 | MAYPOR-1980 | WATER TANKS, DW SUPPLY EQUIPMENT | Unknown | Unknown | FACILITIES | BOTH | D20 | D2020 | D2020902 | Navy Lodge | Navy Lodge
MYP-1980-TNK-01 | MAYPOR-1980 | Domestic Water Distribution,Storage Tank,Galvanized steel, 500 gallon, 36in diameter,126in | AO SMITH | TJV-120M000 | FACILITIES | BOTH | D20 | D2020 | D2020902 | Navy Lodge | Navy Lodge
MYP-1980-WCE-01 | MAYPOR-1980 | WATER HEATER, COMMERCIAL | NORITZ | Unknown | FACILITIES | BOTH | D20 | D2020 | D2020220 | Navy Lodge | Navy Lodge
MYP-1980-WCE-02 | MAYPOR-1980 | WATER HEATER, COMMERCIAL | NORITZ | Unknown | FACILITIES | BOTH | D20 | D2020 | D2020240 | Navy Lodge | Navy Lodge
MYP-2775-HST-01 | MAYPOR-2775 | HEAT EXCHANGER SHELL TUBE | LG | Unknown | FACILITIES | BOTH | D30 | D3040 | D3040620 | NGIS | NGIS
MYP-2775-HST-02 | MAYPOR-2775 | HEAT EXCHANGER SHELL TUBE ATTIC NORTH | LG | Unknown | FACILITIES | BOTH | D30 | D3040 | D3040620 | NGIS | NGIS
MYP-2775-HST-03 | MAYPOR-2775 | HEAT EXCHANGER SHELL TUBE ATTIC NORTH | LG | Unknown | FACILITIES | BOTH | D30 | D3040 | D3040620 | NGIS | NGIS
MYP-2775-HST-04 | MAYPOR-2775 | HEAT EXCHANGER SHELL TUBE ATTIC NORTH | LG | Unknown | FACILITIES | BOTH | D30 | D3040 | D3040620 | NGIS | NGIS
MYP-2775-HST-05 | MAYPOR-2775 | HEAT EXCHANGER SHELL TUBE ATTIC NORTH | LG | Unknown | FACILITIES | BOTH | D30 | D3040 | D3040620 | NGIS | NGIS
MYP-2775-HST-06 | MAYPOR-2775 | HEAT EXCHANGER SHELL TUBE ATTIC NORTH | LG | Unknown | FACILITIES | BOTH | D30 | D3040 | D3040620 | NGIS | NGIS
MYP-2775-HST-07 | MAYPOR-2775 | HEAT EXCHANGER SHELL TUBE ATTIC NORTH | LG | Unknown | FACILITIES | BOTH | D30 | D3040 | D3040620 | NGIS | NGIS
MYP-2775-HST-08 | MAYPOR-2775 | HEAT EXCHANGER SHELL TUBE 1ST FL NORTH | LG | Unknown | FACILITIES | BOTH | D30 | D3040 | D3040620 | NGIS | NGIS
MYP-2775-HST-09 | MAYPOR-2775 | HEAT EXCHANGER SHELL TUBE ATTIC NORTH | LG | Unknown | FACILITIES | BOTH | D30 | D3040 | D3040620 | NGIS | NGIS
MYP-2775-HST-10 | MAYPOR-2775 | HEAT EXCHANGER SHELL TUBE ATTIC NORTH | LG | Unknown | FACILITIES | BOTH | D30 | D3040 | D3040620 | NGIS | NGIS
MYP-2775-HST-11 | MAYPOR-2775 | HEAT EXCHANGER SHELL TUBE ATTIC NORTH | LG | Unknown | FACILITIES | BOTH | D30 | D3040 | D3040620 | NGIS | NGIS
MYP-2775-HST-12 | MAYPOR-2775 | HEAT EXCHANGER SHELL TUBE ATTIC NORTH | LG | Unknown | FACILITIES | BOTH | D30 | D3040 | D3040620 | NGIS | NGIS
MYP-2775-HST-13 | MAYPOR-2775 | HEAT EXCHANGER SHELL TUBE ATTIC NORTH | LG | Unknown | FACILITIES | BOTH | D30 | D3040 | D3040620 | NGIS | NGIS
MYP-2775-HST-14 | MAYPOR-2775 | HEAT EXCHANGER SHELL TUBE ATTIC NORTH | LG | Unknown | FACILITIES | BOTH | D30 | D3040 | D3040620 | NGIS | NGIS
MYP-2775-HST-15 | MAYPOR-2775 | HEAT EXCHANGER SHELL TUBE | LG | Unknown | FACILITIES | BOTH | D30 | D3040 | D3040620 | NGIS | NGIS
MYP-2775-HST-16 | MAYPOR-2775 | HEAT EXCHANGER SHELL TUBE ATTIC SOUTH | LG | Unknown | FACILITIES | BOTH | D30 | D3040 | D3040620 | NGIS | NGIS
MYP-2775-HST-17 | MAYPOR-2775 | HEAT EXCHANGER SHELL TUBE ATTIC SOUTH | LG | Unknown | FACILITIES | BOTH | D30 | D3040 | D3040620 | NGIS | NGIS
MYP-2775-HST-18 | MAYPOR-2775 | HEAT EXCHANGER SHELL TUBE ATTIC SOUTH | LG | Unknown | FACILITIES | BOTH | D30 | D3040 | D3040620 | NGIS | NGIS
MYP-2775-HST-19 | MAYPOR-2775 | HEAT EXCHANGER SHELL TUBE ATTIC SOUTH | LG | Unknown | FACILITIES | BOTH | D30 | D3040 | D3040620 | NGIS | NGIS
MYP-2775-HST-20 | MAYPOR-2775 | HEAT EXCHANGER SHELL TUBE ATTIC SOUTH | LG | Unknown | FACILITIES | BOTH | D30 | D3040 | D3040620 | NGIS | NGIS
MYP-2775-HST-21 | MAYPOR-2775 | HEAT EXCHANGER SHELL TUBE ATTIC SOUTH | LG | Unknown | FACILITIES | BOTH | D30 | D3040 | D3040620 | NGIS | NGIS
MYP-2775-HST-22 | MAYPOR-2775 | HEAT EXCHANGER SHELL TUBE 1ST FL NORTH | LG | Unknown | FACILITIES | BOTH | D30 | D3040 | D3040620 | NGIS | NGIS
MYP-2775-HST-23 | MAYPOR-2775 | HEAT EXCHANGER SHELL TUBE ATTIC SOUTH | LG | Unknown | FACILITIES | BOTH | D30 | D3040 | D3040620 | NGIS | NGIS
MYP-2775-HST-24 | MAYPOR-2775 | HEAT EXCHANGER SHELL TUBE ATTIC SOUTH | LG | Unknown | FACILITIES | BOTH | D30 | D3040 | D3040620 | NGIS | NGIS
MYP-2775-HST-25 | MAYPOR-2775 | HEAT EXCHANGER SHELL TUBE ATTIC SOUTH | LG | Unknown | FACILITIES | BOTH | D30 | D3040 | D3040620 | NGIS | NGIS
MYP-2775-HST-26 | MAYPOR-2775 | HEAT EXCHANGER SHELL TUBE ATTIC SOUTH | LG | Unknown | FACILITIES | BOTH | D30 | D3040 | D3040620 | NGIS | NGIS
MYP-2775-HST-27 | MAYPOR-2775 | HEAT EXCHANGER SHELL TUBE ATTIC SOUTH | LG | Unknown | FACILITIES | BOTH | D30 | D3040 | D3040620 | NGIS | NGIS
MYP-2775-HST-28 | MAYPOR-2775 | HEAT EXCHANGER SHELL TUBE ATTIC SOUTH | LG | Unknown | FACILITIES | BOTH | D30 | D3040 | D3040620 | NGIS | NGIS
MYP-CP-11660-WHG-01 | MAYPOR-11660 | TANKLESS HEATER - GAS | EEMAX | XTPO18208 | FACILITIES | BOTH | D20 | D2020 | D2020220 | PMS 525 | PMS 525
MYP-CP-11660-WHG-02 | MAYPOR-11660 | WATER HEATER, RESIDENTIAL | RHEEM | ES85-18G | FACILITIES | BOTH | D20 | D2020 | D2020220 | PMS 525 | PMS 525

## J1502000-07 Compressed Air
ASSETNUM | LOCATION | DESCRIPTION | MANUFACTURER | MODEL | ASSETTYPE | INVENTORYCATEGORY | MASTERSYSTEM | SYSTEM | SUBSYSTEM | CUSTOMER | FUND SOURCE
MYP-1343-ACI-00 | MAYPOR-1343 | BLR/UPV, UPV, AIR COMP, MANCHESTER, NB# 513159 | MANCHESTER | NB# 513159, 11 CU. FT. | FACILITIES | BOTH | D30 | D3060 | D3060903 | CNRSE | CNRSE ST-FAC
MYP-1343-ACI-01 | MAYPOR-1343 | AIR COMPRESSOR | Unknown | Unknown | FACILITIES | BOTH | D30 | D3060 | D3060903 | CNRSE | CNRSE ST-FAC
MYP-1391-EQO-14 | MAYPOR-1391 | COMPRESSOR - POOL FILTER SYSTEM | SPEEDAIRE | Unknown | FACILITIES | BOTH | E10 | E1090 | E1090999 | CNRSE | CNRSE ST-FAC
MYP-1488-EQO-13 | MAYPOR-1488 | AIR DRYER | INGERSOLL RAND | TM50780 | FACILITIES | BOTH | E10 | E1090 | E1090999 | CNRSE | CNRSE ST-FAC
MYP-1488-EQO-14 | MAYPOR-1488 | AIR DRYER | INGERSOLL RAND | TM50780 | FACILITIES | BOTH | E10 | E1090 | E1090999 | CNRSE | CNRSE ST-FAC
MYP-1488-EQO-15 | MAYPOR-1488 | AIR DRYER | Unknown | GRF650A436 | FACILITIES | BOTH | E10 | E1090 | E1090999 | CNRSE | CNRSE ST-FAC
MYP-1488-EQO-16 | MAYPOR-1488 | AIR DRYER | INGERSOLL RAND | TM50780 | FACILITIES | BOTH | E10 | E1090 | E1090999 | CNRSE | CNRSE ST-FAC
MYP-1517-SAC-00 | MAYPOR-1517 | AIR COMPRESSOR | Unknown | Unknown | FACILITIES | BOTH | E10 | E1030 | E1030111 | CNRSE | CNRSE ST-FAC
MYP-1517-SAC-01 | MAYPOR-1517 | AIR COMPRESSOR | Unknown | Unknown | FACILITIES | BOTH | E10 | E1030 | E1030111 | CNRSE | CNRSE ST-FAC
MYP-1552-EQO-09 | MAYPOR-1552 | BLR/UPV, UPV, STEEL FAB, NB# 4965 | STEEL FAB | STEEL FAB, 14.1 CU. FT. | FACILITIES | BOTH | E10 | E1030 | E1030115 | CNRSE | CNRSE ST-FAC
MYP-1552-VAC-01 | MAYPOR-1552 | AIR COMPRESSOR | INGERSOLL RAND | RS45IA | FACILITIES | BOTH | E10 | E1030 | E1030111 | CNRSE | CNRSE ST-FAC
MYP-1552-VAC-02 | MAYPOR-1552 | AIR COMPRESSOR | INGERSOLL RAND | RS45IA | FACILITIES | BOTH | E10 | E1030 | E1030111 | CNRSE | CNRSE ST-FAC
MYP-1552-VAC-03 | MAYPOR-1552 | AIR COMPRESSOR | INGERSOLL RAND | RS45IA | FACILITIES | BOTH | E10 | E1030 | E1030111 | CNRSE | CNRSE ST-FAC
MYP-1552-VAC-04 | MAYPOR-1552 | AIR COMPRESSOR | INGERSOLL RAND | RS45IA | FACILITIES | BOTH | E10 | E1030 | E1030111 | CNRSE | CNRSE ST-FAC
MYP-1552-VAD-01 | MAYPOR-1552 | AIR DRYER | INGERSOLL RAND | D510IN | FACILITIES | BOTH | E10 | E1030 | E1030112 | CNRSE | CNRSE ST-FAC
MYP-1552-VAD-02 | MAYPOR-1552 | AIR DRYER | INGERSOLL RAND | D510IN | FACILITIES | BOTH | E10 | E1030 | E1030112 | CNRSE | CNRSE ST-FAC
MYP-1552-VAD-03 | MAYPOR-1552 | AIR DRYER | INGERSOLL RAND | D510IN | FACILITIES | BOTH | E10 | E1030 | E1030112 | CNRSE | CNRSE ST-FAC
MYP-1552-VAD-04 | MAYPOR-1552 | AIR DRYER | INGERSOLL RAND | D510IN | FACILITIES | BOTH | E10 | E1030 | E1030112 | CNRSE | CNRSE ST-FAC
MYP-1553-ACI-03 | MAYPOR-1553 | AIR COMPRESSOR-ROTARY | INGERSOL-RAND | R751-TAS-A118 | FACILITIES | BOTH | E10 | E1090 | E1090999 | CNRSE | CNRSE ST-FAC
MYP-1553-EQO-06 | MAYPOR-1553 | BLR/UPV, UPV MANCHESTER, NB# 48270 | MANCHESTER | MANCHESTER, 53.5 CU. FT. | FACILITIES | BOTH | E10 | E1030 | E1030115 | CNRSE | CNRSE ST-FAC
MYP-1554-ACI-01 | MAYPOR-1554 | AIR COMPRESSOR | SPEEDAIRE | 4B234D - AGM06 (1 HP) | FACILITIES | BOTH | D30 | D3060 | D3060903 | CNRSE | CNRSE ST-FAC
MYP-1555-ACI-02 | MAYPOR-1555 | AIR COMPRESSOR | Unknown | NO NAME PLATE | FACILITIES | BOTH | D30 | D3060 | D3060903 | CNRSE | CNRSE ST-FAC
MYP-1555-ACI-03 | MAYPOR-1555 | AIR COMPRESSOR | INGERSOL-RAND | 7100E15-VP | FACILITIES | BOTH | D30 | D3060 | D3060903 | CNRSE | CNRSE ST-FAC
MYP-1555-VAC-01 | MAYPOR-1555 | BLR/UPV, UPV, MANCHESTER, NB@ 822979 | MANCHESTER | MANCHESTER, 16 CU. FT. | FACILITIES | BOTH | E10 | E1030 | E1030115 | CNRSE | CNRSE ST-FAC
MYP-1555-VAC-02 | MAYPOR-1555 | UNFIRED PRESSURE VESSELS | Unknown | Unknown | FACILITIES | BOTH | E10 | E1030 | E1030111 | CNRSE | CNRSE ST-FAC
MYP-1600D-ACI-00 | MAYPOR-1600D | AIR COMPRESSOR-EXTERIOR-SOUTH-30 HP | AIRCOM | NB# 42397, ___ CU. FT. | FACILITIES | CIMU | E10 | E1030 | E1030111 | CNRSE | CNRSE ST-FAC
MYP-1609 -VAC-01 | MAYPOR-1609 | AIR COMPRESSOR | MANCHESTER | NB# 27286, 42.4 CU. FT. | FACILITIES | BOTH | E10 | E1030 | E1030111 | CNRSE | CNRSE ST-FAC
MYP-1613-UPV-01 | MAYPOR-1613 | UNFIRED PRESSURE VESSELS | BRUNNER | NB# 68028D, 18 CU. FT. | FACILITIES | BOTH | D30 | D3060 | D3060906 | CNRSE | CNRSE ST-FAC
MYP-1613-VAC-04 | MAYPOR-1613 | AIR COMPRESSOR | STEEL FAB | NB# 44443, 16 CU. FT. | FACILITIES | BOTH | E10 | E1030 | E1030111 | CNRSE | CNRSE ST-FAC
MYP-1615-UPV-01 | MAYPOR-1615 | UNFIRED PRESSURE VESSELS | Unknown | INDUSTRIAL MARINE, NB# 54, 70 CU. FT. | FACILITIES | BOTH | D30 | D3060 | D3060906 | CNRSE | CNRSE ST-FAC
MYP-1615-VAC-01 | MAYPOR-1615 | AIR COMPRESSOR | INGERSOL-RAND | UP6-50PEI-125 | FACILITIES | BOTH | E10 | E1030 | E1030111 | CNRSE | CNRSE ST-FAC
MYP-1805-ACI-00 | MAYPOR-1805 | Air compressor | SAMUEL PRESSURE VESSEL GROUP | NB# 1095367, 16 CU. FT. | FACILITIES | BOTH | E10 | E1030 | E1030111 | CNRSE | CNRSE ST-FAC
MYP-1805-ACI-01 | MAYPOR-1805 | CO2 refrigerant compressor system, 6-ton CarboTech | Unknown | Unknown | FACILITIES | BOTH | E10 | E1010 | E1010999 | CNRSE | CNRSE ST-FAC
MYP-1805-VAC-00 | MAYPOR-1805 | BLR/UPV, UPV, BUCKEYE, NB# 708999 | BUCKEYE FABRICATING | BUCKEYE, 16 CU. FT. | FACILITIES | BOTH | E10 | E1030 | E1030115 | CNRSE | CNRSE ST-FAC
MYP-1805-VAC-01 | MAYPOR-1805 | UPV, CO2 tank | Unknown | Unknown | FACILITIES | BOTH | E10 | E1010 | E1010999 | CNRSE | CNRSE ST-FAC
MYP-1842-VAC-00 | MAYPOR-1842 | AIR COMPRESSOR | MORGANTON | NB# 1228250, ___ CU. FT. | FACILITIES | BOTH | E10 | E1030 | E1030111 | CNRSE | CNRSE ST-FAC
MYP-1854-VAC-00 | MAYPOR-1854 | AIR COMPRESSOR | Unknown | Unknown | FACILITIES | BOTH | E10 | E1030 | E1030111 | CNRSE | CNRSE ST-FAC
MYP-1868-ACI-01 | MAYPOR-1868 | AIR COMPRESSOR | ACP | C1S-075303 | FACILITIES | BOTH | D30 | D3060 | D3060903 | CNRSE | CNRSE ST-FAC
MYP-190-ACI-00 | MAYPOR-190 | AIR COMPRESSOR | Unknown | Unknown | FACILITIES | BOTH | E10 | E1090 | E1090999 | CNRSE | CNRSE ST-FAC
MYP-190-EQO-01 | MAYPOR-190 | PIPING, COMPRESSED AIR DISTRIBUTION | Unknown | Unknown | FACILITIES | CIMU | E10 | E1090 | E1090999 | CNRSE | CNRSE ST-FAC
MYP-1960-VAC-00 | RIBBAY-1960 | AIR COMPRESSOR | Unknown | Unknown | FACILITIES | BOTH | E10 | E1030 | E1030111 | CNRSE | CNRSE ST-FAC
MYP-1965-VAC-00 | MAYPOR-1965 | BLR/UPV, UPV, MANCHESTER, NB# 118756 | MANCHESTER | MANCHESTER, 12 CU. FT. | FACILITIES | BOTH | E10 | E1030 | E1030115 | CNRSE | CNRSE ST-FAC
MYP-1-ACI-01 | MAYPOR-1 | BLR/UPV, UPV, MANCHESTER, NB# 145000 | MANCHESTER | 16 CU. FT. | FACILITIES | BOTH | E10 | E1030 | E1030115 | CNRSE | CNRSE ST-FAC
MYP-2078-EQO-03 | MAYPOR-2078 | AIR COMPRESSOR | MANCHESTER | NB# 1220359, 10.7 CU. FT. | FACILITIES | CIMU | E10 | E1090 | E1090999 | CNRSE | CNRSE ST-FAC
MYP-2081-ACI-00 | MAYPOR-2081 | AIR COMPRESSOR (1 HP) | Unknown | Unknown | FACILITIES | BOTH | D30 | D3060 | D3060903 | CNRSE | CNRSE ST-FAC
MYP-2085-EQO-01 | MAYPOR-2085 | #2 QUINCY BREATHING AIR COMPRESSOR | Unknown | QRDC25CB00007 | FACILITIES | BOTH | E10 | E1090 | E1090999 | CNRSE | CNRSE ST-FAC
MYP-2085-EQO-02 | MAYPOR-2085 | #1 QUINCY BREATHING AIR COMPRESSOR | Unknown | QRDC25CB00007 | FACILITIES | BOTH | E10 | E1090 | E1090999 | CNRSE | CNRSE ST-FAC
MYP-234-VAC-00 | MAYPOR-234 | BLR/UPV, UPV, MORGANTON, AIR COMP, NB# 372124 | INGERSOLL RAND | MORGANTON, 16 CU. FT. | FACILITIES | BOTH | E10 | E1030 | E1030111 | CNRSE | CNRSE ST-FAC
MYP-244-ACI-01 | MAYPOR-244 | AIR COMPRESSOR | Unknown | Unknown | FACILITIES | BOTH | D30 | D3060 | D3060903 | CNRSE | CNRSE ST-FAC
MYP-2527-ACI-01 | MAYPOR-2527 | AIR COMPRESSOR | INGERSOLL RAND | R451E-A145 | FACILITIES | BOTH | E10 | E1090 | E1090999 | CNRSE | CNRSE ST-FAC
MYP-2527-VAC-01 | MAYPOR-2527 | AIR COMPRESSOR UPV | Unknown | 867988 | FACILITIES | BOTH | D30 | D3060 | D3060906 | CNRSE | CNRSE ST-FAC
MYP-2548-ACI-00 | MAYPOR-2548 | AIR COMPRESSOR | INGERSOL-RAND | UP6-15CTAS-125W/D | FACILITIES | BOTH | E10 | E1030 | E1030111 | CNRSE | CNRSE ST-FAC
MYP-2548-ACI-01 | MAYPOR-2548 | AIR COMPRESSOR | INGERSOL-RAND | UP6-15CTAS-125W/D | FACILITIES | BOTH | E10 | E1030 | E1030111 | CNRSE | CNRSE ST-FAC
MYP-25-ACI-01 | MAYPOR-25 | BLR/UPV, UPV, MORGANTON, NB# 1153910 | MORGANTON | NB# 1153910, 16 CU. FT. | FACILITIES | BOTH | E10 | E1030 | E1030111 | CNRSE | CNRSE ST-FAC
MYP-265-ACI-02 | MAYPOR-265 | BLR/UPV, UPV, MANCHESTER, NB# VD99260 | MANCHESTER | NB# VD99260, 12 CU. FT. | FACILITIES | BOTH | E10 | E1030 | E1030111 | CNRSE | CNRSE ST-FAC
MYP-265-VAC-00 | MAYPOR-265 | BLR/UPV, UPV, TRINITY, AIR COMP, NB# MO247523 | INGERSOL-RAND | TRINITY, 12 CU. FT. | FACILITIES | BOTH | E10 | E1030 | E1030111 | CNRSE | CNRSE ST-FAC
MYP-27007 | N60201 | FAC#" MP-1906 AIR COMPRESSOR (2 BELTS) | Unknown | Unknown | FACILITIES | BOTH | E10 | E1090 | E1090999 | CNRSE | CNRSE ST-FAC
MYP-27008 | N60201 | FAC#" MP-1906 AIR COMPRESSOR MOTOR (MANUFACTURE A-JAX) | Unknown | Unknown | FACILITIES | BOTH | E10 | E1090 | E1090999 | CNRSE | CNRSE ST-FAC
MYP-349-VAC-01 | MAYPOR-349 | BLR/UPV, UPV, BUCKEYE, AIR COMP, NB# 848461 | BUCKEYE FABRICATING | BUCKEYE, 16 CU.FT. | FACILITIES | CIMU | E10 | E1030 | E1030111 | CNRSE | CNRSE ST-FAC
MYP-365-VAC-00 | MAYPOR-365 | AIR COMPRESSOR | Unknown | Unknown | FACILITIES | BOTH | E10 | E1030 | E1030111 | CNRSE | CNRSE ST-FAC
MYP-413-ACI-02 | MAYPOR-413 | BLR/UPV, UPV, AIR COMP, MORGANTON, NB# 331915 | INGERSOL-RAND | MORGANTON, NB# 331915, 16.1 CU. FT. | FACILITIES | BOTH | D30 | D3060 | D3060903 | CNRSE | CNRSE ST-FAC
MYP-414-VAC-00 | MAYPOR-414 | BLR/UPV, UPV AIR COMP, MANCHESTER, NB# 416304 | MANCHESTER | NB# 416304, 16 CU. FT. | FACILITIES | BOTH | E10 | E1030 | E1030111 | CNRSE | CNRSE ST-FAC
MYP-456-SAC-00 | MAYPOR-456 | AIR COMPRESSOR | Unknown | Unknown | FACILITIES | BOTH | D40 | D4010 | D4010908 | CNRSE | CNRSE ST-FAC
MYP-1349-EPT-00 | MAYPOR-1349 | BLR/UPV, UPV, STEEL FAB, NB# 73262 | STEEL FAB | NB# 73262, 10.7 CU. FT. | FACILITIES | BOTH | E10 | E1030 | E1030115 | CNRSE | CNRSE ST-FAC
MYP-2683 | N60201 | FAC#" HD-0055 Compressor Air SPEED AIR, 1HP, HECKSHER DRIVE BELONGS TO ACCESSLO | Unknown | Unknown | FACILITIES | BOTH | E10 | E1090 | E1090999 | CNRSE | CNRSE ST-FAC
MYP-FJ-WEBB-VAC-01 | MAYFISC-2669 | AIR COMPRESSOR | Unknown | Unknown | FACILITIES | BOTH | E10 | E1030 | E1030111 | Marine Reserve Center | Marine Reserve Center
MYP-CP-11660-VAC-01 | MAYPOR-11660 | AIR COMPRESSOR | ATLAS COPCO | CR5TS120H46V31SD | FACILITIES | BOTH | E10 | E1030 | E1030111 | PMS 525 | PMS 525
MYP-1488-ACI-01 | MAYPOR-1488 | AIR COMPRESSOR | QUINCY | OCO3008D00114 | FACILITIES | BOTH | D30 | D3060 | D3060903 | SERMC | SERMC
MYP-1488-EQO-08 | MAYPOR-1488 | COMPRESSORS | QUINCY | QSI-675 | FACILITIES | BOTH | E10 | E1090 | E1090999 | SERMC | SERMC
MYP-1488-EQO-09 | MAYPOR-1488 | COMPRESSORS | QUINCY | QSI-675 | FACILITIES | BOTH | E10 | E1090 | E1090999 | SERMC | CNRSE ST-FAC
MYP-1488-EQO-10 | MAYPOR-1488 | COMPRESSORS | QUINCY | QSI-245 | FACILITIES | BOTH | E10 | E1090 | E1090999 | SERMC | SERMC
MYP-1488-EQO-11 | MAYPOR-1488 | COMPRESSORS | Unknown | S125 | FACILITIES | BOTH | E10 | E1090 | E1090999 | SERMC | SERMC
MYP-1488-EQO-12 | MAYPOR-1488 | COMPRESSORS | GAST MANUFACTURING INC | 5KH35KN524HX | FACILITIES | BOTH | E10 | E1090 | E1090999 | SERMC | SERMC

## J1502000-08 Door & Gate
ASSETNUM | LOCATION | DESCRIPTION | MANUFACTURER | MODEL | ASSETTYPE | INVENTORYCATEGORY | MASTERSYSTEM | SYSTEM | SUBSYSTEM | CUSTOMER | FUND SOURCE
MYP-1259-EOD-02 | MAYPOR-1259 | OVERHEAD DOOR, EXTERIOR | CORNELL | Unknown | FACILITIES | BOTH | B20 | B2030 | B2030410 | CNRSE | CNRSE ST-FAC
MYP-1259-EOD-03 | MAYPOR-1259 | OVERHEAD DOOR, EXTERIOR | CORNELL | Unknown | FACILITIES | BOTH | B20 | B2030 | B2030410 | CNRSE | CNRSE ST-FAC
MYP-1260-EOD-01 | MAYPOR-1260 | OVERHEAD DOOR | Unknown | Unknown | FACILITIES | BOTH | B20 | B2030 | B2030410 | CNRSE | CNRSE ST-FAC
MYP-1260-EOD-02 | MAYPOR-1260 | OVERHEAD DOOR | Unknown | Unknown | FACILITIES | BOTH | B20 | B2030 | B2030410 | CNRSE | CNRSE ST-FAC
MYP-1264-EOD-00 | MAYPOR-1264 | ROLL UP DOOR | Unknown | Unknown | FACILITIES | BOTH | B20 | B2030 | B2030410 | CNRSE | CNRSE ST-FAC
MYP-1338-IDO-01 | MAYPOR-1338 | ROLLING GATE WTH HYD. SLIDE DRIVER | HYSECURITY | 222-SS-ST | FACILITIES | BOTH | B20 | B2030 | B2030220 | CNRSE | CNRSE ST-FAC
MYP-1338-TNS-01 | MAYPOR-1338 | TURNSTILE 110 V CONTROLLER | Unknown | TL-100-1B | FACILITIES | BOTH | B20 | B2030 | B2030999 | CNRSE | CNRSE ST-FAC
MYP-1343-EHD-00 | MAYPOR-1343 | HANGAR DOORS, STEEL BI-FOLD | Unknown | Unknown | FACILITIES | BOTH | B20 | B2030 | B2030901 | CNRSE | CNRSE ST-FAC
MYP-1343-EHD-01 | MAYPOR-1343 | HANGAR DOORS, STEEL BI-FOLD | Unknown | Unknown | FACILITIES | BOTH | B20 | B2030 | B2030901 | CNRSE | CNRSE ST-FAC
MYP-1343-EHD-02 | MAYPOR-1343 | HANGAR DOORS, STEEL BI-FOLD | Unknown | Unknown | FACILITIES | BOTH | B20 | B2030 | B2030901 | CNRSE | CNRSE ST-FAC
MYP-1343-EHD-03 | MAYPOR-1343 | HANGAR DOORS, STEEL BI-FOLD | Unknown | Unknown | FACILITIES | BOTH | B20 | B2030 | B2030901 | CNRSE | CNRSE ST-FAC
MYP-1343-EOD-00 | MAYPOR-1343 | OHD STEEL ROLLING | Unknown | Unknown | FACILITIES | BOTH | B20 | B2030 | B2030410 | CNRSE | CNRSE ST-FAC
MYP-1343-EOD-01 | MAYPOR-1343 | OHD STEEL ROLLING | Unknown | Unknown | FACILITIES | BOTH | B20 | B2030 | B2030410 | CNRSE | CNRSE ST-FAC
MYP-1343-EOD-02 | MAYPOR-1343 | OHD STEEL ROLLING, INTERIOR | Unknown | Unknown | FACILITIES | BOTH | B20 | B2030 | B2030410 | CNRSE | CNRSE ST-FAC
MYP-1343-EOD-03 | MAYPOR-1343 | OHD STEEL ROLLING, INTERIOR | Unknown | Unknown | FACILITIES | BOTH | B20 | B2030 | B2030410 | CNRSE | CNRSE ST-FAC
MYP-1344A-EOD-01 | MAYPOR-1344A | OVERHEAD DOORS | ADC | 203 | FACILITIES | BOTH | B20 | B2030 | B2030410 | CNRSE | CNRSE ST-FAC
MYP-1375-EOD-01 | MAYPOR-1375 | OHD SHUTTER, ROLLUP | Unknown | Unknown | FACILITIES | BOTH | B20 | B2030 | B2030410 | CNRSE | CNRSE ST-FAC
MYP-1380-EOD-00 | MAYPOR-1380 | OHD STEEL ROLLING, ELECTRIC | Unknown | Unknown | FACILITIES | BOTH | B20 | B2030 | B2030410 | CNRSE | CNRSE ST-FAC
MYP-1391-EOD-00 | MAYPOR-1391 | OVERHEAD DOORS | Unknown | Unknown | FACILITIES | BOTH | B20 | B2030 | B2030410 | CNRSE | CNRSE ST-FAC
MYP-1391-EOD-01 | MAYPOR-1391 | OVERHEAD DOORS | Unknown | Unknown | FACILITIES | BOTH | B20 | B2030 | B2030410 | CNRSE | CNRSE ST-FAC
MYP-1391-EOD-02 | MAYPOR-1391 | OVERHEAD DOORS | Unknown | Unknown | FACILITIES | BOTH | B20 | B2030 | B2030410 | CNRSE | CNRSE ST-FAC
MYP-1391-EOD-03 | MAYPOR-1391 | OVERHEAD DOORS | Unknown | Unknown | FACILITIES | BOTH | B20 | B2030 | B2030410 | CNRSE | CNRSE ST-FAC
MYP-1396-EOD-01 | MAYPOR-1396 | OVERHEAD DOORS | Unknown | Unknown | FACILITIES | BOTH | B20 | B2030 | B2030410 | CNRSE | CNRSE ST-FAC
MYP-1397-EOD-01 | MAYPOR-1397 | SERVICE/ROLL UP DOOR | Unknown | Unknown | FACILITIES | BOTH | B20 | B2030 | B2030410 | CNRSE | CNRSE ST-FAC
MYP-1407-EOD-01 | MAYPOR-1407 | OVERHEAD DOORS | Unknown | Unknown | FACILITIES | BOTH | B20 | B2030 | B2030410 | CNRSE | CNRSE ST-FAC
MYP-1433-EOD-01 | MAYPOR-1433 | OVERHEAD DOORS | Unknown | Unknown | FACILITIES | BOTH | B20 | B2030 | B2030410 | CNRSE | CNRSE ST-FAC
MYP-1433-EOD-02 | MAYPOR-1433 | OVERHEAD DOORS | Unknown | Unknown | FACILITIES | BOTH | B20 | B2030 | B2030410 | CNRSE | CNRSE ST-FAC
MYP-1433-EOD-03 | MAYPOR-1433 | OVERHEAD DOORS | Unknown | Unknown | FACILITIES | BOTH | B20 | B2030 | B2030410 | CNRSE | CNRSE ST-FAC
MYP-1469-EOD-00 | MAYPOR-1469 | ROLL UP DOOR | Unknown | Unknown | FACILITIES | BOTH | B20 | B2030 | B2030220 | CNRSE | CNRSE ST-FAC
MYP-1488-EDO-01 | MAYPOR-1488 | SWING GATE | Unknown | Unknown | FACILITIES | BOTH | B20 | B2030 | B2030999 | CNRSE | CNRSE ST-FAC
MYP-1488-EDO-02 | MAYPOR-1488 | SWING GATE | Unknown | Unknown | FACILITIES | BOTH | B20 | B2030 | B2030999 | CNRSE | CNRSE ST-FAC
MYP-1488-EDO-03 | MAYPOR-1488 | ROLL GATE | Unknown | Unknown | FACILITIES | BOTH | B20 | B2030 | B2030999 | CNRSE | CNRSE ST-FAC
MYP-1488-EDO-04 | MAYPOR-1488 | ROLL GATE | Unknown | Unknown | FACILITIES | BOTH | B20 | B2030 | B2030999 | CNRSE | CNRSE ST-FAC
MYP-1488-EOD-00 | MAYPOR-1488 | OVERHEAD DOORS | Unknown | Unknown | FACILITIES | BOTH | B20 | B2030 | B2030410 | CNRSE | CNRSE ST-FAC
MYP-1488-EOD-01 | MAYPOR-1488 | OVERHEAD DOORS | Unknown | Unknown | FACILITIES | BOTH | B20 | B2030 | B2030410 | CNRSE | CNRSE ST-FAC
MYP-1488-EOD-03 | MAYPOR-1488 | OVERHEAD DOOR | Unknown | Unknown | FACILITIES | BOTH | B20 | B2030 | B2030410 | CNRSE | CNRSE ST-FAC
MYP-1488-EOD-04 | MAYPOR-1488 | OVERHEAD DOOR | Unknown | Unknown | FACILITIES | BOTH | B20 | B2030 | B2030410 | CNRSE | CNRSE ST-FAC
MYP-1488-EOD-05 | MAYPOR-1488 | OVERHEAD DOORS | Unknown | Unknown | FACILITIES | BOTH | B20 | B2030 | B2030410 | CNRSE | CNRSE ST-FAC
MYP-1488-EOD-06 | MAYPOR-1488 | OVERHEAD DOOR | Unknown | Unknown | FACILITIES | BOTH | B20 | B2030 | B2030410 | CNRSE | CNRSE ST-FAC
MYP-1488-EOD-07 | MAYPOR-1488 | OVERHEAD DOOR | Unknown | Unknown | FACILITIES | BOTH | B20 | B2030 | B2030410 | CNRSE | CNRSE ST-FAC
MYP-1488-EOD-08 | MAYPOR-1488 | OVERHEAD DOOR | Unknown | Unknown | FACILITIES | BOTH | B20 | B2030 | B2030410 | CNRSE | CNRSE ST-FAC
MYP-1488-EOD-09 | MAYPOR-1488 | OVERHEAD DOOR | Unknown | Unknown | FACILITIES | BOTH | B20 | B2030 | B2030410 | CNRSE | CNRSE ST-FAC
MYP-1488-EOD-10 | MAYPOR-1488 | OVERHEAD DOOR | Unknown | Unknown | FACILITIES | BOTH | B20 | B2030 | B2030410 | CNRSE | CNRSE ST-FAC
MYP-1488-EOD-11 | MAYPOR-1488 | OVERHEAD DOOR | Unknown | Unknown | FACILITIES | BOTH | B20 | B2030 | B2030410 | CNRSE | CNRSE ST-FAC
MYP-1488-EOD-12 | MAYPOR-1488 | OVERHEAD DOOR | OVERHEAD DOOR CO. | OVERHEAD DOOR COMPANY 645307-2 | FACILITIES | BOTH | B20 | B2030 | B2030410 | CNRSE | CNRSE ST-FAC
MYP-1488-EOD-13 | MAYPOR-1488 | OVERHEAD DOOR | Unknown | Unknown | FACILITIES | BOTH | B20 | B2030 | B2030410 | CNRSE | CNRSE ST-FAC
MYP-1488-EOD-14 | MAYPOR-1488 | OVERHEAD DOOR | GENIE | GENIE CONTROLLER OPGSYH5003R 1/2 HP | FACILITIES | BOTH | B20 | B2030 | B2030410 | CNRSE | CNRSE ST-FAC
MYP-1488-EQO-07 | MAYPOR-1488 | OVERHEAD DOOR-MOTORIZED | Unknown | Unknown | FACILITIES | BOTH | E10 | E1090 | E1090999 | CNRSE | CNRSE ST-FAC
MYP-1517-EOD-01 | MAYPOR-1517 | OVERHEAD DOORS | Unknown | Unknown | FACILITIES | BOTH | B20 | B2030 | B2030410 | CNRSE | CNRSE ST-FAC
MYP-1517-EOD-02 | MAYPOR-1517 | OVERHEAD DOORS | Unknown | Unknown | FACILITIES | BOTH | B20 | B2030 | B2030410 | CNRSE | CNRSE ST-FAC
MYP-1517-EOD-03 | MAYPOR-1517 | OVERHEAD DOORS | Unknown | Unknown | FACILITIES | BOTH | B20 | B2030 | B2030410 | CNRSE | CNRSE ST-FAC
MYP-1517-EOD-04 | MAYPOR-1517 | OVERHEAD DOORS | Unknown | Unknown | FACILITIES | BOTH | B20 | B2030 | B2030410 | CNRSE | CNRSE ST-FAC
MYP-1517-EOD-05 | MAYPOR-1517 | OVERHEAD DOORS | Unknown | Unknown | FACILITIES | BOTH | B20 | B2030 | B2030410 | CNRSE | CNRSE ST-FAC
MYP-1517-EOD-06 | MAYPOR-1517 | OVERHEAD DOORS | Unknown | Unknown | FACILITIES | BOTH | B20 | B2030 | B2030410 | CNRSE | CNRSE ST-FAC
MYP-1517-EOD-07 | MAYPOR-1517 | OVERHEAD DOORS | Unknown | Unknown | FACILITIES | BOTH | B20 | B2030 | B2030410 | CNRSE | CNRSE ST-FAC
MYP-1517-EOD-08 | MAYPOR-1517 | OVERHEAD DOORS | Unknown | Unknown | FACILITIES | BOTH | B20 | B2030 | B2030410 | CNRSE | CNRSE ST-FAC
MYP-1552-EHD-01 | MAYPOR-1552 | #1 HANGAR DOORS, STEEL SLIDING, GEARBOX AND CONTROLLER COMBO | Unknown | Unknown | FACILITIES | BOTH | B20 | B2030 | B2030901 | CNRSE | CNRSE ST-FAC
MYP-1552-EHD-02 | MAYPOR-1552 | #2 HANGAR DOORS, STEEL SLIDING, GEARBOX AND CONTROLLER COMBO | Unknown | Unknown | FACILITIES | BOTH | B20 | B2030 | B2030901 | CNRSE | CNRSE ST-FAC
MYP-1552-EHD-03 | MAYPOR-1552 | #3 HANGAR DOORS, STEEL SLIDING, GEARBOX AND CONTROLLER COMBO | Unknown | Unknown | FACILITIES | BOTH | B20 | B2030 | B2030901 | CNRSE | CNRSE ST-FAC
MYP-1552-EHD-04 | MAYPOR-1552 | #4 HANGAR DOORS, STEEL SLIDING, GEARBOX AND CONTROLLER COMBO | Unknown | Unknown | FACILITIES | BOTH | B20 | B2030 | B2030901 | CNRSE | CNRSE ST-FAC
MYP-1552-EHD-05 | MAYPOR-1552 | #5 HANGAR DOORS, STEEL SLIDING, GEARBOX AND CONTROLLER COMBO | Unknown | Unknown | FACILITIES | BOTH | B20 | B2030 | B2030901 | CNRSE | CNRSE ST-FAC
MYP-1552-EHD-06 | MAYPOR-1552 | #6 HANGAR DOORS, STEEL SLIDING, GEARBOX AND CONTROLLER COMBO | Unknown | Unknown | FACILITIES | BOTH | B20 | B2030 | B2030901 | CNRSE | CNRSE ST-FAC
MYP-1552-EHD-07 | MAYPOR-1552 | #7 HANGAR DOORS, STEEL SLIDING, GEARBOX AND CONTROLLER COMBO | Unknown | Unknown | FACILITIES | BOTH | B20 | B2030 | B2030901 | CNRSE | CNRSE ST-FAC
MYP-1552-EHD-08 | MAYPOR-1552 | #8 HANGAR DOORS, STEEL SLIDING, GEARBOX AND CONTROLLER COMBO | Unknown | Unknown | FACILITIES | BOTH | B20 | B2030 | B2030901 | CNRSE | CNRSE ST-FAC
MYP-1552-EHD-09 | MAYPOR-1552 | #9 HANGAR DOORS, STEEL SLIDING, GEARBOX AND CONTROLLER COMBO | Unknown | Unknown | FACILITIES | BOTH | B20 | B2030 | B2030901 | CNRSE | CNRSE ST-FAC
MYP-1552-EHD-10 | MAYPOR-1552 | #10 HANGAR DOORS, STEEL SLIDING, GEARBOX AND CONTROLLER COMBO | Unknown | Unknown | FACILITIES | BOTH | B20 | B2030 | B2030901 | CNRSE | CNRSE ST-FAC
MYP-1552-EHD-11 | MAYPOR-1552 | #11 HANGAR DOORS, STEEL SLIDING, GEARBOX AND CONTROLLER COMBO | Unknown | Unknown | FACILITIES | BOTH | B20 | B2030 | B2030901 | CNRSE | CNRSE ST-FAC
MYP-1552-EHD-12 | MAYPOR-1552 | #12 HANGAR DOORS, STEEL SLIDING, GEARBOX AND CONTROLLER COMBO | Unknown | Unknown | FACILITIES | BOTH | B20 | B2030 | B2030901 | CNRSE | CNRSE ST-FAC
MYP-1552-EHD-13 | MAYPOR-1552 | #13 HANGAR DOORS, STEEL SLIDING, GEARBOX AND CONTROLLER COMBO | Unknown | Unknown | FACILITIES | BOTH | B20 | B2030 | B2030901 | CNRSE | CNRSE ST-FAC
MYP-1552-EHD-14 | MAYPOR-1552 | #14 HANGAR DOORS, STEEL SLIDING, GEARBOX AND CONTROLLER COMBO | Unknown | Unknown | FACILITIES | BOTH | B20 | B2030 | B2030901 | CNRSE | CNRSE ST-FAC
MYP-1552-EHD-15 | MAYPOR-1552 | #15 HANGAR DOORS, STEEL SLIDING, GEARBOX AND CONTROLLER COMBO | Unknown | Unknown | FACILITIES | BOTH | B20 | B2030 | B2030901 | CNRSE | CNRSE ST-FAC
MYP-1552-EHD-16 | MAYPOR-1552 | #16 HANGAR DOORS, STEEL SLIDING, GEARBOX AND CONTROLLER COMBO | Unknown | Unknown | FACILITIES | BOTH | B20 | B2030 | B2030901 | CNRSE | CNRSE ST-FAC
MYP-1552-EHD-17 | MAYPOR-1552 | #17 HANGAR DOORS, STEEL SLIDING, GEARBOX AND CONTROLLER COMBO | Unknown | Unknown | FACILITIES | BOTH | B20 | B2030 | B2030901 | CNRSE | CNRSE ST-FAC
MYP-1552-EHD-18 | MAYPOR-1552 | #18 HANGAR DOORS, STEEL SLIDING, GEARBOX AND CONTROLLER COMBO | Unknown | Unknown | FACILITIES | BOTH | B20 | B2030 | B2030901 | CNRSE | CNRSE ST-FAC
MYP-1552-EHD-19 | MAYPOR-1552 | #19 HANGAR DOORS, STEEL SLIDING, GEARBOX AND CONTROLLER COMBO | Unknown | Unknown | FACILITIES | BOTH | B20 | B2030 | B2030901 | CNRSE | CNRSE ST-FAC
MYP-1552-EHD-20 | MAYPOR-1552 | #20 HANGAR DOORS, STEEL SLIDING, GEARBOX AND CONTROLLER COMBO | Unknown | Unknown | FACILITIES | BOTH | B20 | B2030 | B2030901 | CNRSE | CNRSE ST-FAC
MYP-1552-EHD-21 | MAYPOR-1552 | #21 HANGAR DOORS, STEEL SLIDING, GEARBOX AND CONTROLLER COMBO | Unknown | Unknown | FACILITIES | BOTH | B20 | B2030 | B2030901 | CNRSE | CNRSE ST-FAC
MYP-1552-EHD-22 | MAYPOR-1552 | #22 HANGAR DOORS, STEEL SLIDING, GEARBOX AND CONTROLLER COMBO | Unknown | Unknown | FACILITIES | BOTH | B20 | B2030 | B2030901 | CNRSE | CNRSE ST-FAC
MYP-1552-EOD-01 | MAYPOR-1552 | Door Roll Up Steel HSL-44 C-18 | Unknown | Unknown | FACILITIES | BOTH | B20 | B2030 | B2030410 | CNRSE | CNRSE ST-FAC
MYP-1552-EOD-02 | MAYPOR-1552 | Door Roll Up Steel HSL-44 C-17 | Unknown | Unknown | FACILITIES | BOTH | B20 | B2030 | B2030410 | CNRSE | CNRSE ST-FAC
MYP-1552-EOD-03 | MAYPOR-1552 | Door Roll Up Steel | Unknown | Unknown | FACILITIES | BOTH | B20 | B2030 | B2030410 | CNRSE | CNRSE ST-FAC
MYP-1552-EOD-04 | MAYPOR-1552 | Door Roll Up Steel | Unknown | Unknown | FACILITIES | BOTH | B20 | B2030 | B2030410 | CNRSE | CNRSE ST-FAC
MYP-1552-EOD-05 | MAYPOR-1552 | Door Roll Up Steel | Unknown | Unknown | FACILITIES | BOTH | B20 | B2030 | B2030410 | CNRSE | CNRSE ST-FAC
MYP-1552-EOD-06 | MAYPOR-1552 | Door Roll Up Steel HSL-46 | Unknown | Unknown | FACILITIES | BOTH | B20 | B2030 | B2030410 | CNRSE | CNRSE ST-FAC
MYP-1552-EOD-07 | MAYPOR-1552 | Door Roll Up Steel | Unknown | Unknown | FACILITIES | BOTH | B20 | B2030 | B2030410 | CNRSE | CNRSE ST-FAC
MYP-1552-EOD-08 | MAYPOR-1552 | Door Roll Up Steel | Unknown | Unknown | FACILITIES | BOTH | B20 | B2030 | B2030410 | CNRSE | CNRSE ST-FAC
MYP-1553-EOD-01 | MAYPOR-1553 | Door Roll Up Steel MOTORIZED | Unknown | BHDC-63 | FACILITIES | BOTH | B20 | B2030 | B2030410 | CNRSE | CNRSE ST-FAC
MYP-1553-EOD-02 | MAYPOR-1553 | Door Roll Up Steel MOTORIZED | CORNELL | BHDC-63 | FACILITIES | BOTH | B20 | B2030 | B2030410 | CNRSE | CNRSE ST-FAC
MYP-1553-EOD-03 | MAYPOR-1553 | Door Roll Up YELLOW GEAR DOOR MOTORIZED | Unknown | BHDC-63 | FACILITIES | BOTH | B20 | B2030 | B2030410 | CNRSE | CNRSE ST-FAC
MYP-1553-EOD-04 | MAYPOR-1553 | Door Roll Up Steel MOTORIZED | Unknown | BHDC-63 | FACILITIES | BOTH | B20 | B2030 | B2030410 | CNRSE | CNRSE ST-FAC
MYP-1553-EOD-05 | MAYPOR-1553 | Door Roll Up Steel | COOKSON ROLLING DOORS | BHDC-63 | FACILITIES | BOTH | B20 | B2030 | B2030410 | CNRSE | CNRSE ST-FAC
MYP-1553-EOD-06 | MAYPOR-1553 | Door Roll Up Steel MOTORIZED | Unknown | BHDC-63 | FACILITIES | BOTH | B20 | B2030 | B2030410 | CNRSE | CNRSE ST-FAC
MYP-1553-EOD-07 | MAYPOR-1553 | Door Roll Up Steel MOTORIZED | Unknown | BHDC-63 | FACILITIES | BOTH | B20 | B2030 | B2030410 | CNRSE | CNRSE ST-FAC
MYP-1554-EOD-01 | MAYPOR-1554 | EXTERIOR DOORS - OVERHEAD | RAYNOR | Unknown | FACILITIES | BOTH | B20 | B2030 | B2030410 | CNRSE | CNRSE ST-FAC
MYP-1554-EOD-02 | MAYPOR-1554 | EXTERIOR DOORS - OVERHEAD #11 | Unknown | 400 SERIES | FACILITIES | BOTH | B20 | B2030 | B2030410 | CNRSE | CNRSE ST-FAC
MYP-1554-EOD-03 | MAYPOR-1554 | EXTERIOR DOORS - OVERHEAD | CORNELL | Unknown | FACILITIES | BOTH | B20 | B2030 | B2030410 | CNRSE | CNRSE ST-FAC
MYP-1554-EOD-04 | MAYPOR-1554 | EXTERIOR DOORS - OVERHEAD | CORNELL | Unknown | FACILITIES | BOTH | B20 | B2030 | B2030410 | CNRSE | CNRSE ST-FAC
MYP-1554-EOD-05 | MAYPOR-1554 | EXTERIOR DOORS - OVERHEAD | CORNELL | Unknown | FACILITIES | BOTH | B20 | B2030 | B2030410 | CNRSE | CNRSE ST-FAC
MYP-1554-EOD-06 | MAYPOR-1554 | EXTERIOR DOORS - OVERHEAD | RAYNOR | Unknown | FACILITIES | BOTH | B20 | B2030 | B2030410 | CNRSE | CNRSE ST-FAC
MYP-1554-EOD-07 | MAYPOR-1554 | EXTERIOR DOORS - OVERHEAD | RAYNOR | Unknown | FACILITIES | BOTH | B20 | B2030 | B2030410 | CNRSE | CNRSE ST-FAC
MYP-1554-EOD-08 | MAYPOR-1554 | EXTERIOR DOORS - OVERHEAD | CORNELL | Unknown | FACILITIES | BOTH | B20 | B2030 | B2030410 | CNRSE | CNRSE ST-FAC
MYP-1554-EOD-09 | MAYPOR-1554 | EXTERIOR DOORS - OVERHEAD | Unknown | Unknown | FACILITIES | BOTH | B20 | B2030 | B2030410 | CNRSE | CNRSE ST-FAC
MYP-1554-EOD-10 | MAYPOR-1554 | EXTERIOR DOORS - OVERHEAD 8' | COOKSON ROLLING DOORS | Unknown | FACILITIES | BOTH | B20 | B2030 | B2030410 | CNRSE | CNRSE ST-FAC
MYP-1554-EOD-11 | MAYPOR-1554 | EXTERIOR DOORS - OVERHEAD | Unknown | Unknown | FACILITIES | BOTH | B20 | B2030 | B2030410 | CNRSE | CNRSE ST-FAC
MYP-1554-EOD-13 | MAYPOR-1554 | EXTERIOR DOORS - OVERHEAD | Unknown | Unknown | FACILITIES | BOTH | B20 | B2030 | B2030410 | CNRSE | CNRSE ST-FAC
MYP-1554-EOD-14 | MAYPOR-1554 | EXTERIOR DOORS - OVERHEAD | Unknown | Unknown | FACILITIES | BOTH | B20 | B2030 | B2030410 | CNRSE | CNRSE ST-FAC
MYP-1554-EOD-15 | MAYPOR-1554 | EXTERIOR DOORS - OVERHEAD | Unknown | Unknown | FACILITIES | BOTH | B20 | B2030 | B2030410 | CNRSE | CNRSE ST-FAC
MYP-1554-EOD-16 | MAYPOR-1554 | EXTERIOR ROLLUP DOOR | Unknown | VIGNEAUX | FACILITIES | BOTH | B20 | B2030 | B2030410 | CNRSE | CNRSE ST-FAC
MYP-1554-EOD-17 | MAYPOR-1554 | EXTERIOR ROLLUP DOOR | Unknown | VIGNEAUX | FACILITIES | BOTH | B20 | B2030 | B2030410 | CNRSE | CNRSE ST-FAC
MYP-1554-EOD-18 | MAYPOR-1554 | EXTERIOR ROLLUP DOOR | Unknown | VIGNEAUX | FACILITIES | BOTH | B20 | B2030 | B2030410 | CNRSE | CNRSE ST-FAC
MYP-1554-IDR-00 | MAYPOR-1554 | ROLL UP/SERVICE DOOR | Unknown | Unknown | FACILITIES | BOTH | C10 | C1020 | C1020113 | CNRSE | CNRSE ST-FAC
MYP-1554-IOM-01 | MAYPOR-1554 | INTERIOR ROLLUP DOOR | Unknown | Unknown | FACILITIES | BOTH | C10 | C1020 | C1020410 | CNRSE | CNRSE ST-FAC
MYP-1554-IOM-02 | MAYPOR-1554 | INTERIOR ROLLUP DOOR | Unknown | Unknown | FACILITIES | BOTH | C10 | C1020 | C1020410 | CNRSE | CNRSE ST-FAC
MYP-1554-ISD-01 | MAYPOR-1554 | INTERIOR, SPECIAL DOORS, VAULT | Unknown | Unknown | FACILITIES | CIMU | C10 | C1020 | C1020102 | CNRSE | CNRSE ST-FAC
MYP-1555-EOD-01 | MAYPOR-1555 | OVERHEAD DOOR | Unknown | Unknown | FACILITIES | BOTH | B20 | B2030 | B2030410 | CNRSE | CNRSE ST-FAC
MYP-1555-EOD-02 | MAYPOR-1555 | OVERHEAD DOOR | Unknown | Unknown | FACILITIES | BOTH | B20 | B2030 | B2030410 | CNRSE | CNRSE ST-FAC
MYP-1555-EOD-03 | MAYPOR-1555 | OVERHEAD DOOR | Unknown | Unknown | FACILITIES | BOTH | B20 | B2030 | B2030410 | CNRSE | CNRSE ST-FAC
MYP-1555-EOD-04 | MAYPOR-1555 | OVERHEAD DOOR | Unknown | Unknown | FACILITIES | BOTH | B20 | B2030 | B2030410 | CNRSE | CNRSE ST-FAC
MYP-1555-EOD-05 | MAYPOR-1555 | OVERHEAD DOOR | Unknown | Unknown | FACILITIES | BOTH | B20 | B2030 | B2030410 | CNRSE | CNRSE ST-FAC
MYP-1555-EOD-06 | MAYPOR-1555 | OVERHEAD DOOR | Unknown | Unknown | FACILITIES | BOTH | B20 | B2030 | B2030410 | CNRSE | CNRSE ST-FAC
MYP-1555-EOD-07 | MAYPOR-1555 | OVERHEAD DOOR | Unknown | Unknown | FACILITIES | BOTH | B20 | B2030 | B2030410 | CNRSE | CNRSE ST-FAC
MYP-1555-EOD-08 | MAYPOR-1555 | OVERHEAD DOOR | Unknown | Unknown | FACILITIES | BOTH | B20 | B2030 | B2030410 | CNRSE | CNRSE ST-FAC
MYP-1555-EOD-09 | MAYPOR-1555 | OVERHEAD DOOR, NORTH HANGAR BAY | Unknown | Unknown | FACILITIES | BOTH | B20 | B2030 | B2030410 | CNRSE | CNRSE ST-FAC
MYP-1555-EQO-05 | MAYPOR-1555 | ROLL UP DOOR | Unknown | Unknown | FACILITIES | BOTH | E10 | E1090 | E1090999 | CNRSE | CNRSE ST-FAC
MYP-1555-IDR-01 | MAYPOR-1555 | INTERIOR FIRE DOOR, ROLLING SERVICE/ROLL-UP | Unknown | Unknown | FACILITIES | CIMU | C10 | C1020 | C1020113 | CNRSE | CNRSE ST-FAC
MYP-1556-EOD-01 | MAYPOR-1556 | ROLL UP DOOR | Unknown | Unknown | FACILITIES | BOTH | B20 | B2030 | B2030410 | CNRSE | CNRSE ST-FAC
MYP-1563-EOD-01 | MAYPOR-1563 | MOTORIZED OVERHEAD DOORS | Unknown | Unknown | FACILITIES | BOTH | B20 | B2030 | B2030410 | CNRSE | CNRSE ST-FAC
MYP-1571-EOD-02 | MAYPOR-1571 | OHD STEEL ROLLING, MANUAL, (8'X10') | CORNELL | ESD20 | FACILITIES | BOTH | B20 | B2030 | B2030410 | CNRSE | CNRSE ST-FAC
MYP-1588-EOD-02 | MAYPOR-1588 | Exterior Doors,Overhead Doors,Steel Rolling, Electric, 12ftx12ft | C.H.I. OVERHEAD DOOR | 6221 | FACILITIES | BOTH | B20 | B2030 | B2030410 | CNRSE | CNRSE ST-FAC
MYP-1588-EOD-03 | MAYPOR-1588 | Exterior Doors,Overhead Doors,Steel Rolling, Electric, 12ftx12ft | C.H.I. OVERHEAD DOOR | 6221 | FACILITIES | BOTH | B20 | B2030 | B2030410 | CNRSE | CNRSE ST-FAC
MYP-1588-FNGT-C01 | MAYPOR-1588 | FENCES AND GATES-Type: VEHICLE GATE - SLIDING | Unknown | Unknown | FACILITIES | CIMU | G20 | G2040 | G204001.01 | CNRSE | CNRSE ST-FAC
MYP-1597-EOD-01 | MAYPOR-1597 | OVERHEAD DOORS | Unknown | Unknown | FACILITIES | BOTH | B20 | B2030 | B2030410 | CNRSE | CNRSE ST-FAC
MYP-1600A-EOD-01 | MAYPOR-1600A | OVERHEAD DOORS | Unknown | Unknown | FACILITIES | BOTH | B20 | B2030 | B2030410 | CNRSE | CNRSE ST-FAC
MYP-1600B-EOD-01 | MAYPOR-1600B | EXTERIOR DOORS - OVERHEAD | Unknown | Unknown | FACILITIES | BOTH | B20 | B2030 | B2030410 | CNRSE | CNRSE ST-FAC
MYP-1600-EOD-01 | MAYPOR-1600 | EXTERIOR DOORS - OVERHEAD | Unknown | Unknown | FACILITIES | BOTH | B20 | B2030 | B2030410 | CNRSE | CNRSE ST-FAC
MYP-1600-EOD-02 | MAYPOR-1600 | Exterior Doors,Overhead Doors,Steel Rolling, Manual, 20ftx12ft | Unknown | Unknown | FACILITIES | BOTH | B20 | B2030 | B2030410 | CNRSE | CNRSE ST-FAC
MYP-1601-EOD-01 | MAYPOR-1601 | OVERHEAD DOORS | Unknown | Unknown | FACILITIES | CIMU | B20 | B2030 | B2030410 | CNRSE | CNRSE ST-FAC
MYP-1602-EOD-001 | MAYPOR-1602 | EXTERIOR DOORS-NORTH-Type: STEEL ROLLING, MANUAL, 12'X12' | Unknown | Unknown | FACILITIES | BOTH | B20 | B2030 | B2030410 | CNRSE | CNRSE ST-FAC
MYP-1602-EOD-002 | MAYPOR-1602 | EXTERIOR DOORS-SOUTH-Type: STEEL ROLLING, MANUAL, 12'X12' | Unknown | Unknown | FACILITIES | BOTH | B20 | B2030 | B2030410 | CNRSE | CNRSE ST-FAC
MYP-1602-EOD-003 | MAYPOR-1602 | Exterior Doors,Overhead Doors,Steel Rolling, Manual, 12ftx12ft | Unknown | Unknown | FACILITIES | BOTH | B20 | B2030 | B2030410 | CNRSE | CNRSE ST-FAC
MYP-1602-EOD-004 | MAYPOR-1602 | Exterior Doors,Overhead Doors,Steel Rolling, Manual, 12ftx12ft | Unknown | Unknown | FACILITIES | BOTH | B20 | B2030 | B2030410 | CNRSE | CNRSE ST-FAC
MYP-1602-EOD-005 | MAYPOR-1602 | Exterior Doors,Overhead Doors,Steel Rolling, Manual, 12ftx12ft | Unknown | Unknown | FACILITIES | BOTH | B20 | B2030 | B2030410 | CNRSE | CNRSE ST-FAC
MYP-1607-EOD-01 | MAYPOR-1607 | OVERHEAD DOORS | Unknown | Unknown | FACILITIES | BOTH | B20 | B2030 | B2030410 | CNRSE | CNRSE ST-FAC
MYP-1607-EOD-02 | MAYPOR-1607 | OVERHEAD DOORS | Unknown | Unknown | FACILITIES | BOTH | B20 | B2030 | B2030410 | CNRSE | CNRSE ST-FAC
MYP-1607-EOD-03 | MAYPOR-1607 | OVERHEAD DOORS | Unknown | Unknown | FACILITIES | BOTH | B20 | B2030 | B2030410 | CNRSE | CNRSE ST-FAC
MYP-1607-EOD-04 | MAYPOR-1607 | OVERHEAD DOORS | Unknown | Unknown | FACILITIES | BOTH | B20 | B2030 | B2030410 | CNRSE | CNRSE ST-FAC
MYP-1613A-EOD-01 | MAYPOR-1613A | OHD STEEL ROLLING, MANUAL | Unknown | Unknown | FACILITIES | BOTH | B20 | B2030 | B2030410 | CNRSE | CNRSE ST-FAC
MYP-1613-EOD-01 | MAYPOR-1613 | MOTORIZED OVERHEAD DOORS, INTERIOR | Unknown | Unknown | FACILITIES | BOTH | B20 | B2030 | B2030410 | CNRSE | CNRSE ST-FAC
MYP-1613-EOD-02 | MAYPOR-1613 | MOTORIZED OVERHEAD DOORS, INTERIOR | Unknown | Unknown | FACILITIES | BOTH | B20 | B2030 | B2030410 | CNRSE | CNRSE ST-FAC
MYP-1613-EOD-03 | MAYPOR-1613 | MOTORIZED OVERHEAD DOORS, INTERIOR | Unknown | Unknown | FACILITIES | BOTH | B20 | B2030 | B2030410 | CNRSE | CNRSE ST-FAC
MYP-1613-EOD-04 | MAYPOR-1613 | MOTORIZED OVERHEAD DOORS, INTERIOR | Unknown | Unknown | FACILITIES | BOTH | B20 | B2030 | B2030410 | CNRSE | CNRSE ST-FAC
MYP-1613-EOD-05 | MAYPOR-1613 | MOTORIZED OVERHEAD DOORS, INTERIOR | Unknown | Unknown | FACILITIES | BOTH | B20 | B2030 | B2030410 | CNRSE | CNRSE ST-FAC
MYP-1613-EOD-06 | MAYPOR-1613 | MOTORIZED OVERHEAD DOORS, INTERIOR | Unknown | Unknown | FACILITIES | BOTH | B20 | B2030 | B2030410 | CNRSE | CNRSE ST-FAC
MYP-1624-OHD-001 | MAYPOR-1624 | EXTERIOR DOORS-Type: STEEL ROLLING, MANUAL, 12'X12' | Unknown | Unknown | FACILITIES | BOTH | B20 | B2030 | B2030410 | CNRSE | CNRSE ST-FAC
MYP-1624-OHD-002 | MAYPOR-1624 | EXTERIOR DOORS-Type: STEEL ROLLING, MANUAL, 12'X12' | Unknown | Unknown | FACILITIES | BOTH | B20 | B2030 | B2030410 | CNRSE | CNRSE ST-FAC
MYP-1842-EOD-01 | MAYPOR-1842 | MOTORIZED OVERHEAD DOORS | Unknown | Unknown | FACILITIES | BOTH | B20 | B2030 | B2030410 | CNRSE | CNRSE ST-FAC
MYP-1842-EOD-02 | MAYPOR-1842 | MOTORIZED OVERHEAD DOORS | Unknown | Unknown | FACILITIES | BOTH | B20 | B2030 | B2030410 | CNRSE | CNRSE ST-FAC
MYP-1854-EOD-01 | MAYPOR-1854 | EXTERIOR DOORS - OVERHEAD | Unknown | Unknown | FACILITIES | BOTH | B20 | B2030 | B2030410 | CNRSE | CNRSE ST-FAC
MYP-1854-EOD-02 | MAYPOR-1854 | EXTERIOR DOORS - OVERHEAD | Unknown | Unknown | FACILITIES | BOTH | B20 | B2030 | B2030410 | CNRSE | CNRSE ST-FAC
MYP-1860-EOD-01 | MAYPOR-1860 | OVERHEAD DOORS MOTORIZED | CORNELL | Unknown | FACILITIES | BOTH | B20 | B2030 | B2030410 | CNRSE | CNRSE ST-FAC
MYP-1886-EOD-01 | MAYPOR-1886 | OVERHEAD DOORS | Unknown | Unknown | FACILITIES | BOTH | B20 | B2030 | B2030410 | CNRSE | CNRSE ST-FAC
MYP-1886-EOD-02 | MAYPOR-1886 | OVERHEAD DOORS | Unknown | Unknown | FACILITIES | BOTH | B20 | B2030 | B2030410 | CNRSE | CNRSE ST-FAC
MYP-1900-EOD-01 | MAYCOM-1900 | ROLL UP DOORS NEX | Unknown | Unknown | FACILITIES | BOTH | B20 | B2030 | B2030410 | CNRSE | CNRSE ST-FAC
MYP-190-EOD-00 | MAYPOR-190 | OVERHEAD DOORS | CORNELL | Unknown | FACILITIES | CIMU | B20 | B2030 | B2030410 | CNRSE | CNRSE ST-FAC
MYP-190-EOD-01 | MAYPOR-190 | Exterior Doors,Overhead Doors,Steel Rolling, Manual, 20ftx16ft | CORNELL | Unknown | FACILITIES | CIMU | B20 | B2030 | B2030410 | CNRSE | CNRSE ST-FAC
MYP-190-EOD-02 | MAYPOR-190 | Exterior Doors,Overhead Doors,Steel Rolling, Manual, 20ftx16ft | CORNELL | Unknown | FACILITIES | CIMU | B20 | B2030 | B2030410 | CNRSE | CNRSE ST-FAC
MYP-190-EOD-03 | MAYPOR-190 | Exterior Doors,Overhead Doors,Steel Rolling, Manual, 20ftx16ft | CORNELL | Unknown | FACILITIES | CIMU | B20 | B2030 | B2030410 | CNRSE | CNRSE ST-FAC
MYP-190-EOD-04 | MAYPOR-190 | Exterior Doors,Overhead Doors,Steel Rolling, Manual, 20ftx16ft | CORNELL | Unknown | FACILITIES | CIMU | B20 | B2030 | B2030410 | CNRSE | CNRSE ST-FAC
MYP-190-EOD-05 | MAYPOR-190 | Exterior Doors,Overhead Doors,Steel Rolling, Manual, 20ftx16ft | CORNELL | Unknown | FACILITIES | CIMU | B20 | B2030 | B2030410 | CNRSE | CNRSE ST-FAC
MYP-190-EOD-06 | MAYPOR-190 | Exterior Doors,Overhead Doors,Steel Rolling, Manual, 20ftx16ft | CORNELL | Unknown | FACILITIES | CIMU | B20 | B2030 | B2030410 | CNRSE | CNRSE ST-FAC
MYP-190-EOD-07 | MAYPOR-190 | Exterior Doors,Overhead Doors,Steel Rolling, Manual, 20ftx16ft | CORNELL | Unknown | FACILITIES | CIMU | B20 | B2030 | B2030410 | CNRSE | CNRSE ST-FAC
MYP-190-EQO-00 | MAYPOR-190 | MOTORS- OVERHEAD DOORS | Unknown | Unknown | FACILITIES | CIMU | E10 | E1090 | E1090999 | CNRSE | CNRSE ST-FAC
MYP-191-EOD-00 | MAYPOR-191 | EXTERIOR OVERHEAD DOORS | LIFT MASTER | GH5011JJ | FACILITIES | BOTH | B20 | B2030 | B2030410 | CNRSE | CNRSE ST-FAC
MYP-191-EOD-01 | MAYPOR-191 | EXTERIOR ROLL-UP DOOR CARGO #02A | Unknown | Unknown | FACILITIES | BOTH | B20 | B2030 | B2030410 | CNRSE | CNRSE ST-FAC
MYP-191-EOD-02 | MAYPOR-191 | EXTERIOR OVERHEAD DOORS | OVERHEAD DOOR CO. | OVERHEAD DOOR CORP OPRHXH5003B | FACILITIES | BOTH | B20 | B2030 | B2030410 | CNRSE | CNRSE ST-FAC
MYP-191-EOD-03 | MAYPOR-191 | EXTERIOR OVERHEAD DOORS | OVERHEAD DOOR CO. | OPRHXH5003B | FACILITIES | BOTH | B20 | B2030 | B2030410 | CNRSE | CNRSE ST-FAC
MYP-191-EOD-04 | MAYPOR-191 | EXTERIOR OVERHEAD DOORS | OVERHEAD DOOR CO. | OVERHEAD DOOR CORP - OPRHXH5003B | FACILITIES | BOTH | B20 | B2030 | B2030410 | CNRSE | CNRSE ST-FAC
MYP-191-EOD-05 | MAYPOR-191 | EXTERIOR OVERHEAD DOORS | OVERHEAD DOOR CO. | OVERHEAD DOOR CORPORATION - OPRHXH5003B | FACILITIES | BOTH | B20 | B2030 | B2030410 | CNRSE | CNRSE ST-FAC
MYP-191-EOD-06 | MAYPOR-191 | EXTERIOR OVERHEAD DOORS | OVERHEAD DOOR CO. | OPRHXH5003B | FACILITIES | BOTH | B20 | B2030 | B2030410 | CNRSE | CNRSE ST-FAC
MYP-191-EOD-07 | MAYPOR-191 | EXTERIOR OVERHEAD DOORS | Unknown | CHI ROLLING STEEL DOOR 3416NZ247 | FACILITIES | BOTH | B20 | B2030 | B2030410 | CNRSE | CNRSE ST-FAC
MYP-191-EOD-08 | MAYPOR-191 | EXTERIOR OVERHEAD DOORS | Unknown | N71H-33-11-B21L | FACILITIES | BOTH | B20 | B2030 | B2030410 | CNRSE | CNRSE ST-FAC
MYP-191-EOD-09 | MAYPOR-191 | EXTERIOR OVERHEAD DOORS | Unknown | Unknown | FACILITIES | BOTH | B20 | B2030 | B2030410 | CNRSE | CNRSE ST-FAC
MYP-191-EOD-10 | MAYPOR-191 | EXTERIOR OVERHEAD DOORS | Unknown | Unknown | FACILITIES | BOTH | B20 | B2030 | B2030410 | CNRSE | CNRSE ST-FAC
MYP-191-EOD-11 | MAYPOR-191 | EXTERIOR OVERHEAD DOORS | Unknown | Unknown | FACILITIES | BOTH | B20 | B2030 | B2030410 | CNRSE | CNRSE ST-FAC
MYP-191-EOD-12 | MAYPOR-191 | EXTERIOR OVERHEAD DOORS | Unknown | Unknown | FACILITIES | BOTH | B20 | B2030 | B2030410 | CNRSE | CNRSE ST-FAC
MYP-191-EOD-13 | MAYPOR-191 | EXTERIOR OVERHEAD DOORS | Unknown | Unknown | FACILITIES | BOTH | B20 | B2030 | B2030410 | CNRSE | CNRSE ST-FAC
MYP-191-EOD-14 | MAYPOR-191 | EXTERIOR OVERHEAD DOORS | Unknown | Unknown | FACILITIES | BOTH | B20 | B2030 | B2030410 | CNRSE | CNRSE ST-FAC
MYP-191-EOD-15 | MAYPOR-191 | EXTERIOR OVERHEAD DOORS | Unknown | Unknown | FACILITIES | BOTH | B20 | B2030 | B2030410 | CNRSE | CNRSE ST-FAC
MYP-191-EOD-16 | MAYPOR-191 | EXTERIOR OVERHEAD DOORS | Unknown | Unknown | FACILITIES | BOTH | B20 | B2030 | B2030410 | CNRSE | CNRSE ST-FAC
MYP-191-EOD-17 | MAYPOR-191 | EXTERIOR OVERHEAD DOORS | RAYNOR | Unknown | FACILITIES | BOTH | B20 | B2030 | B2030410 | CNRSE | CNRSE ST-FAC
MYP-191-EOD-18 | MAYPOR-191 | EXTERIOR OVERHEAD DOORS | Unknown | Unknown | FACILITIES | BOTH | B20 | B2030 | B2030410 | CNRSE | CNRSE ST-FAC
MYP-191-EOD-19 | MAYPOR-191 | EXTERIOR OVERHEAD DOORS CARGO #02 | Unknown | Unknown | FACILITIES | BOTH | B20 | B2030 | B2030410 | CNRSE | CNRSE ST-FAC
MYP-191-EOD-20 | MAYPOR-191 | EXTERIOR OVERHEAD DOORS | Unknown | Unknown | FACILITIES | BOTH | B20 | B2030 | B2030410 | CNRSE | CNRSE ST-FAC
MYP-191-EOD-21 | MAYPOR-191 | EXTERIOR OVERHEAD DOORS | Unknown | Unknown | FACILITIES | BOTH | B20 | B2030 | B2030410 | CNRSE | CNRSE ST-FAC
MYP-191-EOD-22 | MAYPOR-191 | EXTERIOR OVERHEAD DOORS | Unknown | Unknown | FACILITIES | BOTH | B20 | B2030 | B2030410 | CNRSE | CNRSE ST-FAC
MYP-191-EOD-23 | MAYPOR-191 | EXTERIOR OVERHEAD DOORS | Unknown | Unknown | FACILITIES | BOTH | B20 | B2030 | B2030410 | CNRSE | CNRSE ST-FAC
MYP-191-EOD-24 | MAYPOR-191 | EXTERIOR OVERHEAD DOORS | Unknown | Unknown | FACILITIES | BOTH | B20 | B2030 | B2030410 | CNRSE | CNRSE ST-FAC
MYP-191-EOD-25 | MAYPOR-191 | EXTERIOR OVERHEAD DOORS | Unknown | Unknown | FACILITIES | BOTH | B20 | B2030 | B2030410 | CNRSE | CNRSE ST-FAC
MYP-191-IDO-01 | MAYPOR-191 | ROLLING GATE | Unknown | Unknown | FACILITIES | CIMU | B20 | B2030 | B2030220 | CNRSE | CNRSE ST-FAC
MYP-192-EOD-00 | MAYPOR-192 | OVERHEAD DOORS | Unknown | Unknown | FACILITIES | CIMU | B20 | B2030 | B2030410 | CNRSE | CNRSE ST-FAC
MYP-192-EQO-00 | MAYPOR-192 | OVERHEAD DOOR MOTORS | Unknown | Unknown | FACILITIES | CIMU | E10 | E1090 | E1090999 | CNRSE | CNRSE ST-FAC
MYP-1965-EOD-01 | MAYPOR-1965 | OVERHEAD DOORS | Unknown | Unknown | FACILITIES | BOTH | B20 | B2030 | B2030410 | CNRSE | CNRSE ST-FAC
MYP-1965-EOD-02 | MAYPOR-1965 | OVERHEAD DOORS | Unknown | Unknown | FACILITIES | BOTH | B20 | B2030 | B2030410 | CNRSE | CNRSE ST-FAC
MYP-1965-EOD-03 | MAYPOR-1965 | OVERHEAD DOORS | Unknown | Unknown | FACILITIES | BOTH | B20 | B2030 | B2030410 | CNRSE | CNRSE ST-FAC
MYP-1965-EOD-04 | MAYPOR-1965 | OVERHEAD DOORS | Unknown | Unknown | FACILITIES | BOTH | B20 | B2030 | B2030410 | CNRSE | CNRSE ST-FAC
MYP-1965-EOD-05 | MAYPOR-1965 | OVERHEAD DOORS | Unknown | Unknown | FACILITIES | BOTH | B20 | B2030 | B2030410 | CNRSE | CNRSE ST-FAC
MYP-1965-EOD-06 | MAYPOR-1965 | OVERHEAD DOORS | Unknown | Unknown | FACILITIES | BOTH | B20 | B2030 | B2030410 | CNRSE | CNRSE ST-FAC
MYP-1965-EOD-07 | MAYPOR-1965 | OVERHEAD DOORS | Unknown | Unknown | FACILITIES | BOTH | B20 | B2030 | B2030410 | CNRSE | CNRSE ST-FAC
MYP-1965-EOD-08 | MAYPOR-1965 | OVERHEAD DOORS | Unknown | Unknown | FACILITIES | BOTH | B20 | B2030 | B2030410 | CNRSE | CNRSE ST-FAC
MYP-1965-EOD-09 | MAYPOR-1965 | OVERHEAD DOORS | Unknown | Unknown | FACILITIES | BOTH | B20 | B2030 | B2030410 | CNRSE | CNRSE ST-FAC
MYP-1965-EOD-10 | MAYPOR-1965 | OVERHEAD DOORS | Unknown | Unknown | FACILITIES | BOTH | B20 | B2030 | B2030410 | CNRSE | CNRSE ST-FAC
MYP-1965-EOD-11 | MAYPOR-1965 | OVERHEAD DOORS | Unknown | Unknown | FACILITIES | BOTH | B20 | B2030 | B2030410 | CNRSE | CNRSE ST-FAC
MYP-1965-EOD-12 | MAYPOR-1965 | OVERHEAD DOORS | Unknown | Unknown | FACILITIES | BOTH | B20 | B2030 | B2030410 | CNRSE | CNRSE ST-FAC
MYP-1965-EOD-13 | MAYPOR-1965 | OVERHEAD DOORS | Unknown | Unknown | FACILITIES | BOTH | B20 | B2030 | B2030410 | CNRSE | CNRSE ST-FAC
MYP-1965-EOD-14 | MAYPOR-1965 | OVERHEAD DOORS | Unknown | Unknown | FACILITIES | BOTH | B20 | B2030 | B2030410 | CNRSE | CNRSE ST-FAC
MYP-1965-EOD-15 | MAYPOR-1965 | OVERHEAD DOORS | Unknown | Unknown | FACILITIES | BOTH | B20 | B2030 | B2030410 | CNRSE | CNRSE ST-FAC
MYP-1965-EOD-16 | MAYPOR-1965 | OVERHEAD DOORS | Unknown | Unknown | FACILITIES | BOTH | B20 | B2030 | B2030410 | CNRSE | CNRSE ST-FAC
MYP-1971-EOD-01 | MAYPOR-1971 | OHD STEEL ROLLING | CORNELL | ESD20 | FACILITIES | BOTH | B20 | B2030 | B2030410 | CNRSE | CNRSE ST-FAC
MYP-1983-EOD-01 | MAYPOR-1983 | OVERHEAD DOOR | Unknown | Unknown | FACILITIES | BOTH | B20 | B2030 | B2030410 | CNRSE | CNRSE ST-FAC
MYP-1983-EOD-02 | MAYPOR-1983 | OVERHEAD DOOR | Unknown | Unknown | FACILITIES | BOTH | B20 | B2030 | B2030410 | CNRSE | CNRSE ST-FAC
MYP-1986-EOD-01 | MAYPOR-1986 | EXTERIOR DOORS-Type: STEEL ROLLING, ELECTRIC, 10'X10' | Unknown | Unknown | FACILITIES | BOTH | B20 | B2030 | B2030410 | CNRSE | CNRSE ST-FAC
MYP-1986-EOD-02 | MAYPOR-1986 | EXTERIOR DOORS-Type: STEEL ROLLING, ELECTRIC, 10'X10' | Unknown | Unknown | FACILITIES | BOTH | B20 | B2030 | B2030410 | CNRSE | CNRSE ST-FAC
MYP-1986-EOD-03 | MAYPOR-1986 | EXTERIOR DOORS-Type: STEEL ROLLING, ELECTRIC, 10'X10' | Unknown | Unknown | FACILITIES | BOTH | B20 | B2030 | B2030410 | CNRSE | CNRSE ST-FAC
MYP-1986-EOD-04 | MAYPOR-1986 | EXTERIOR DOORS-Type: STEEL ROLLING, ELECTRIC, 10'X10' | Unknown | Unknown | FACILITIES | BOTH | B20 | B2030 | B2030410 | CNRSE | CNRSE ST-FAC
MYP-1986-EOD-05 | MAYPOR-1986 | EXTERIOR DOORS-Type: STEEL ROLLING, ELECTRIC, 10'X10' | Unknown | Unknown | FACILITIES | BOTH | B20 | B2030 | B2030410 | CNRSE | CNRSE ST-FAC
MYP-1986-EOD-06 | MAYPOR-1986 | EXTERIOR DOORS-Type: STEEL ROLLING, ELECTRIC, 10'X10' | Unknown | Unknown | FACILITIES | BOTH | B20 | B2030 | B2030410 | CNRSE | CNRSE ST-FAC
MYP-1986-EOD-07 | MAYPOR-1986 | EXTERIOR DOORS-Type: STEEL ROLLING, ELECTRIC, 10'X10' | Unknown | Unknown | FACILITIES | BOTH | B20 | B2030 | B2030410 | CNRSE | CNRSE ST-FAC
MYP-2003-EDO-00 | MAYPOR-2003 | ROLL GATE | Unknown | Unknown | FACILITIES | BOTH | B20 | B2030 | B2030110 | CNRSE | CNRSE ST-FAC
MYP-2004-EDO-00 | MAYPOR-2004 | ROLL GATE | Unknown | Unknown | FACILITIES | BOTH | B20 | B2030 | B2030110 | CNRSE | CNRSE ST-FAC
MYP-2006-EDO-00 | MAYPOR-2006 | ELEC ROLL GATE | Unknown | Unknown | FACILITIES | BOTH | B20 | B2030 | B2030999 | CNRSE | CNRSE ST-FAC
MYP-2007-EDO-00 | MAYPOR-2007 | ELEC ROLL GATE | Unknown | Unknown | FACILITIES | BOTH | B20 | B2030 | B2030999 | CNRSE | CNRSE ST-FAC
MYP-2023-EOD-01 | MAYPOR-2023 | Exterior Doors,Overhead Doors,Steel Rolling, Manual, 12ftx12ft | Unknown | Unknown | FACILITIES | CIMU | B20 | B2030 | B2030410 | CNRSE | CNRSE ST-FAC
MYP-2023-EOD-02 | MAYPOR-2023 | Exterior Doors,Overhead Doors,Steel Rolling, Manual, 12ftx12ft | Unknown | Unknown | FACILITIES | CIMU | B20 | B2030 | B2030410 | CNRSE | CNRSE ST-FAC
MYP-2024-EOD-01 | MAYPOR-2024 | EXTERIOR DOORS-OVERHEAD | Unknown | Unknown | FACILITIES | BOTH | B20 | B2030 | B2030410 | CNRSE | CNRSE ST-FAC
MYP-2025-EOD-01 | MAYPOR-2025 | OVERHEAD DOORS | Unknown | Unknown | FACILITIES | BOTH | B20 | B2030 | B2030410 | CNRSE | CNRSE ST-FAC
MYP-2025-EOD-02 | MAYPOR-2025 | OVERHEAD DOORS | Unknown | Unknown | FACILITIES | BOTH | B20 | B2030 | B2030410 | CNRSE | CNRSE ST-FAC
MYP-2062-EOD-01 | MAYPOR-2062 | OVERHEAD DOOR | Unknown | Unknown | FACILITIES | BOTH | B20 | B2030 | B2030410 | CNRSE | CNRSE ST-FAC
MYP-2073-EOD-00 | MAYPOR-2073 | Door Roll Up Steel | APOLLO | Unknown | FACILITIES | BOTH | B20 | B2030 | B2030410 | CNRSE | CNRSE ST-FAC
MYP-2078-EOD-04 | MAYPOR-2078 | DOORS, ROLL-UP BAY | Unknown | Unknown | FACILITIES | BOTH | B20 | B2030 | B2030410 | CNRSE | CNRSE ST-FAC
MYP-2078-EOD-05 | MAYPOR-2078 | DOORS, ROLL-UP BAY | Unknown | Unknown | FACILITIES | BOTH | B20 | B2030 | B2030410 | CNRSE | CNRSE ST-FAC
MYP-2078-EOD-06 | MAYPOR-2078 | DOORS, ROLL-UP BAY | Unknown | Unknown | FACILITIES | BOTH | B20 | B2030 | B2030410 | CNRSE | CNRSE ST-FAC
MYP-2078-EOD-07 | MAYPOR-2078 | DOORS, ROLL-UP BAY | Unknown | Unknown | FACILITIES | BOTH | B20 | B2030 | B2030410 | CNRSE | CNRSE ST-FAC
MYP-2081-EOD-01 | MAYPOR-2081 | OVERHEAD DOORS | Unknown | Unknown | FACILITIES | BOTH | B20 | B2030 | B2030410 | CNRSE | CNRSE ST-FAC
MYP-2081-EOD-02 | MAYPOR-2081 | OVERHEAD DOORS | Unknown | Unknown | FACILITIES | BOTH | B20 | B2030 | B2030410 | CNRSE | CNRSE ST-FAC
MYP-2084-EOD-01 | MAYPOR-2084 | OVERHEAD DOORS, INTERIOR | Unknown | Unknown | FACILITIES | BOTH | B20 | B2030 | B2030410 | CNRSE | CNRSE ST-FAC
MYP-2085-EOD-01 | MAYPOR-2085 | OVERHEAD DOORS | Unknown | Unknown | FACILITIES | BOTH | B20 | B2030 | B2030410 | CNRSE | CNRSE ST-FAC
MYP-2085-EOD-02 | MAYPOR-2085 | OVERHEAD DOORS | Unknown | Unknown | FACILITIES | BOTH | B20 | B2030 | B2030410 | CNRSE | CNRSE ST-FAC
MYP-2085-EOD-03 | MAYPOR-2085 | OVERHEAD DOORS | Unknown | Unknown | FACILITIES | BOTH | B20 | B2030 | B2030410 | CNRSE | CNRSE ST-FAC
MYP-2085-EOD-04 | MAYPOR-2085 | OVERHEAD DOORS | Unknown | Unknown | FACILITIES | BOTH | B20 | B2030 | B2030410 | CNRSE | CNRSE ST-FAC
MYP-2150-EOD-01 | MAYPOR-2150 | OVERHEAD DOOR | Unknown | Unknown | FACILITIES | BOTH | B20 | B2030 | B2030410 | CNRSE | CNRSE ST-FAC
MYP-2151-EOD-01 | MAYPOR-2151 | OHD STEEL ROLLING, ELECTRIC, 12'X16' | Unknown | Unknown | FACILITIES | BOTH | B20 | B2030 | B2030410 | CNRSE | CNRSE ST-FAC
MYP-2202-EDO-00 | MAYPOR-2202 | ROLL GATE | Unknown | Unknown | FACILITIES | BOTH | B20 | B2030 | B2030999 | CNRSE | CNRSE ST-FAC
MYP-234-EOD-01 | MAYPOR-234 | OVERHEAD DOOR | Unknown | Unknown | FACILITIES | BOTH | B20 | B2030 | B2030410 | CNRSE | CNRSE ST-FAC
MYP-234-EOD-02 | MAYPOR-234 | OVERHEAD DOOR | Unknown | Unknown | FACILITIES | BOTH | B20 | B2030 | B2030410 | CNRSE | CNRSE ST-FAC
MYP-244-EOD-02 | MAYPOR-244 | ROOL UP DOOR | Unknown | Unknown | FACILITIES | BOTH | B20 | B2030 | B2030410 | CNRSE | CNRSE ST-FAC
MYP-245-EOD-00 | MAYPOR-245 | OVERHEAD DOORS | Unknown | Unknown | FACILITIES | CIMU | B20 | B2030 | B2030410 | CNRSE | CNRSE ST-FAC
MYP-2468-EOD-01 | MAYPOR-2468 | OVERHEAD DOORS | Unknown | Unknown | FACILITIES | BOTH | B20 | B2030 | B2030410 | CNRSE | CNRSE ST-FAC
MYP-2470-EOD-01 | MAYPOR-2470 | OVERHEAD DOOR, ELECTRIC | Unknown | Unknown | FACILITIES | BOTH | B20 | B2030 | B2030410 | CNRSE | CNRSE ST-FAC
MYP-2470-EOD-02 | MAYPOR-2470 | OVERHEAD DOOR, ELECTRIC | Unknown | Unknown | FACILITIES | BOTH | B20 | B2030 | B2030410 | CNRSE | CNRSE ST-FAC
MYP-24796 | N60201 | FAC#" MP-PIER C TURNSTILE GATES LOCATED "C" PIER 4 SETS ON PIER AND 3 SETS AT 2118 | Unknown | Unknown | FACILITIES | BOTH | E10 | E1090 | E1090999 | CNRSE | CNRSE ST-FAC
MYP-24797 | N60201 | FAC#" MP-PIER D TURNSTILE GATES QTY 1 SET LOCATED "D" PIER | Unknown | Unknown | FACILITIES | BOTH | E10 | E1090 | E1090999 | CNRSE | CNRSE ST-FAC
MYP-24798 | N60201 | FAC#" MP-PIER F TURNSTILE GATES QTY 1 SET LOCATED "F" PIER | Unknown | Unknown | FACILITIES | BOTH | E10 | E1090 | E1090999 | CNRSE | CNRSE ST-FAC
MYP-24800 | N60201 | FAC#" MP TURNSTILE GATES QTY 1 SET LOCATED "SOUTHWALL PIER" | Unknown | Unknown | FACILITIES | BOTH | E10 | E1090 | E1090999 | CNRSE | CNRSE ST-FAC
MYP-2480-EOD-01 | MAYPOR-2480 | OVERHEAD DOOR | Unknown | Unknown | FACILITIES | BOTH | B20 | B2030 | B2030410 | CNRSE | CNRSE ST-FAC
MYP-2485-EDO-00 | MAYPOR-2485 | ELEC ROLL GATE | Unknown | Unknown | FACILITIES | BOTH | B20 | B2030 | B2030999 | CNRSE | CNRSE ST-FAC
MYP-24863 | N60201 | FAC#" MP-GATE ELECTRIC ROLL GATE (LOCATED MAIN GATE) QTY 2 | Unknown | Unknown | STRUCTURE CENTRALIZED | BOTH | E10 | E1090 | E1090999 | CNRSE | CNRSE ST-FAC
MYP-24864 | N60201 | FAC#" MP-GATE ELECTRIC ROLL GATE (LOCATED GATE NUMBER 5) | Unknown | Unknown | STRUCTURE CENTRALIZED | BOTH | E10 | E1090 | E1090999 | CNRSE | CNRSE ST-FAC
MYP-24865 | N60201 | FAC#" MP-GATE ELECTRIC ROLL GATE (LOCATED HANNA PARK GATE) | Unknown | Unknown | STRUCTURE CENTRALIZED | BOTH | E10 | E1090 | E1090999 | CNRSE | CNRSE ST-FAC
MYP-2486-EDO-00 | MAYPOR-2486 | ELEC ROLL GATE | Unknown | Unknown | FACILITIES | BOTH | B20 | B2030 | B2030999 | CNRSE | CNRSE ST-FAC
MYP-2517-EOD-00 | MAYPOR-2517 | OVERHEAD DOOR 25' | CORNELL | Unknown | FACILITIES | BOTH | B20 | B2030 | B2030410 | CNRSE | CNRSE ST-FAC
MYP-2517-EOD-01 | MAYPOR-2517 | OVERHEAD DOOR 25' | CORNELL | Unknown | FACILITIES | BOTH | B20 | B2030 | B2030410 | CNRSE | CNRSE ST-FAC
MYP-2517-EOD-02 | MAYPOR-2517 | OVERHEAD DOOR 25' | CORNELL | Unknown | FACILITIES | BOTH | B20 | B2030 | B2030410 | CNRSE | CNRSE ST-FAC
MYP-2517-RGS-00 | MAYPOR-2517 | ELEC. ROLL GATE | LIFTMASTER | SL585103UL | FACILITIES | BOTH | E10 | E1090 | E1090999 | CNRSE | CNRSE ST-FAC
MYP-2517-RGS-01 | MAYPOR-2517 | ELEC. ROLL GATE | LIFTMASTER | SL585103UL | FACILITIES | BOTH | E10 | E1090 | E1090999 | CNRSE | CNRSE ST-FAC
MYP-2517-TNS-01 | MAYPOR-2517 | TURNSTILE | Unknown | Unknown | FACILITIES | BOTH | B20 | B2030 | B2030999 | CNRSE | CNRSE ST-FAC
MYP-2527-EHD-01 | MAYPOR-2527 | ELEC. ROLL UP DOOR 25' | Unknown | Unknown | FACILITIES | BOTH | B20 | B2030 | B2030410 | CNRSE | CNRSE ST-FAC
MYP-2527-EHD-02 | MAYPOR-2527 | ELEC. ROLL UP DOOR 25' | Unknown | Unknown | FACILITIES | BOTH | B20 | B2030 | B2030410 | CNRSE | CNRSE ST-FAC
MYP-2527-EOD-01 | MAYPOR-2527 | ELEC. ROLL UP DOOR | COOKSON ROLLING DOORS | MGH5011E | FACILITIES | BOTH | B20 | B2030 | B2030410 | CNRSE | CNRSE ST-FAC
MYP-2528-EOD-01 | MAYPOR-2528 | OVERHEAD DOOR, ELECTRIC | Unknown | Unknown | FACILITIES | BOTH | B20 | B2030 | B2030410 | CNRSE | CNRSE ST-FAC
MYP-2548-EDO-00 | MAYPOR-2548 | HANGAR DOOR MULLION 12 | Unknown | Unknown | FACILITIES | BOTH | B20 | B2030 | B2030999 | CNRSE | CNRSE ST-FAC
MYP-2548-EDO-01 | MAYPOR-2548 | HANGAR DOOR MULLION 23 | Unknown | Unknown | FACILITIES | BOTH | B20 | B2030 | B2030999 | CNRSE | CNRSE ST-FAC
MYP-2548-EDO-02 | MAYPOR-2548 | HANGAR DOOR MULLION 45 | Unknown | Unknown | FACILITIES | BOTH | B20 | B2030 | B2030999 | CNRSE | CNRSE ST-FAC
MYP-2548-EDO-03 | MAYPOR-2548 | HANGAR DOOR MULLION 56 | Unknown | Unknown | FACILITIES | BOTH | B20 | B2030 | B2030999 | CNRSE | CNRSE ST-FAC
MYP-2548-EHD-00 | MAYPOR-2548 | BI-FOLD HANGAR DOOR | Unknown | Unknown | FACILITIES | BOTH | B20 | B2030 | B2030901 | CNRSE | CNRSE ST-FAC
MYP-2548-EHD-01 | MAYPOR-2548 | BI-FOLD HANGAR DOOR | Unknown | Unknown | FACILITIES | BOTH | B20 | B2030 | B2030901 | CNRSE | CNRSE ST-FAC
MYP-2548-EHD-02 | MAYPOR-2548 | BI-FOLD HANGAR DOOR | Unknown | Unknown | FACILITIES | BOTH | B20 | B2030 | B2030901 | CNRSE | CNRSE ST-FAC
MYP-2548-EHD-03 | MAYPOR-2548 | BI-FOLD HANGAR DOOR | Unknown | Unknown | FACILITIES | BOTH | B20 | B2030 | B2030901 | CNRSE | CNRSE ST-FAC
MYP-2548-EHD-04 | MAYPOR-2548 | BI-FOLD HANGAR DOOR | Unknown | Unknown | FACILITIES | BOTH | B20 | B2030 | B2030901 | CNRSE | CNRSE ST-FAC
MYP-2548-EHD-05 | MAYPOR-2548 | BI-FOLD HANGAR DOOR | Unknown | Unknown | FACILITIES | BOTH | B20 | B2030 | B2030901 | CNRSE | CNRSE ST-FAC
MYP-2548-EOD-00 | MAYPOR-2548 | OVERHEAD DOOR-10' | CORNELL | Unknown | FACILITIES | BOTH | B20 | B2030 | B2030410 | CNRSE | CNRSE ST-FAC
MYP-2548-EOD-01 | MAYPOR-2548 | OVERHEAD DOOR-10' | CORNELL | Unknown | FACILITIES | BOTH | B20 | B2030 | B2030410 | CNRSE | CNRSE ST-FAC
MYP-2548-TNS-00 | MAYPOR-2548 | TURNSTILE | Unknown | Unknown | FACILITIES | BOTH | G90 | G9090 | G909099 | CNRSE | CNRSE ST-FAC
MYP-2549-EOD-00 | MAYPOR-2549 | OVERHEAD DOOR | CORNELL | Unknown | FACILITIES | BOTH | B20 | B2030 | B2030410 | CNRSE | CNRSE ST-FAC
MYP-25-EOD-01 | MAYPOR-25 | OVERHEAD DOOR (10X10) | Unknown | Unknown | FACILITIES | BOTH | B20 | B2030 | B2030410 | CNRSE | CNRSE ST-FAC
MYP-25-EOD-02 | MAYPOR-25 | OVERHEAD DOOR (10X10) | Unknown | Unknown | FACILITIES | BOTH | B20 | B2030 | B2030410 | CNRSE | CNRSE ST-FAC
MYP-25-EOD-03 | MAYPOR-25 | OVERHEAD DOOR (10X9) | Unknown | Unknown | FACILITIES | BOTH | B20 | B2030 | B2030410 | CNRSE | CNRSE ST-FAC
MYP-25-EOD-04 | MAYPOR-25 | OVERHEAD DOOR (10X9) | Unknown | Unknown | FACILITIES | BOTH | B20 | B2030 | B2030410 | CNRSE | CNRSE ST-FAC
MYP-25-EOD-05 | MAYPOR-25 | OVERHEAD DOOR (10X9) | Unknown | Unknown | FACILITIES | BOTH | B20 | B2030 | B2030410 | CNRSE | CNRSE ST-FAC
MYP-25-EOD-06 | MAYPOR-25 | OVERHEAD DOOR (10X9) | Unknown | Unknown | FACILITIES | BOTH | B20 | B2030 | B2030410 | CNRSE | CNRSE ST-FAC
MYP-25-EOD-07 | MAYPOR-25 | OVERHEAD DOOR (10X9) | Unknown | Unknown | FACILITIES | BOTH | B20 | B2030 | B2030410 | CNRSE | CNRSE ST-FAC
MYP-25-EOD-08 | MAYPOR-25 | OVERHEAD DOOR (10X9) | Unknown | Unknown | FACILITIES | BOTH | B20 | B2030 | B2030410 | CNRSE | CNRSE ST-FAC
MYP-25-EOD-09 | MAYPOR-25 | OVERHEAD DOOR (10X9) | Unknown | Unknown | FACILITIES | BOTH | B20 | B2030 | B2030410 | CNRSE | CNRSE ST-FAC
MYP-25-EOD-10 | MAYPOR-25 | OVERHEAD DOOR (10X9) | Unknown | Unknown | FACILITIES | BOTH | B20 | B2030 | B2030410 | CNRSE | CNRSE ST-FAC
MYP-25-EOD-11 | MAYPOR-25 | OVERHEAD DOOR (10X9) | Unknown | Unknown | FACILITIES | BOTH | B20 | B2030 | B2030410 | CNRSE | CNRSE ST-FAC
MYP-25-EOD-12 | MAYPOR-25 | OVERHEAD DOOR (10X12) | Unknown | Unknown | FACILITIES | BOTH | B20 | B2030 | B2030410 | CNRSE | CNRSE ST-FAC
MYP-25-EOD-13 | MAYPOR-25 | OVERHEAD DOOR (10X12) | Unknown | Unknown | FACILITIES | BOTH | B20 | B2030 | B2030410 | CNRSE | CNRSE ST-FAC
MYP-2788-BRD-01 | MAYPOR-2788 | BLAST RESISTANT DOORS | Unknown | WELL BUILT INDUSTRIES | FACILITIES | BOTH | B20 | B2030 | B2030902 | CNRSE | CNRSE ST-FAC
MYP-2788-BRD-02 | MAYPOR-2788 | BLAST RESISTANT DOORS | Unknown | WELL BUILT INDUSTRIES | FACILITIES | BOTH | B20 | B2030 | B2030902 | CNRSE | CNRSE ST-FAC
MYP-2788-BRD-03 | MAYPOR-2788 | BLAST RESISTANT DOORS | Unknown | WELL BUILT INDUSTRIES | FACILITIES | BOTH | B20 | B2030 | B2030902 | CNRSE | CNRSE ST-FAC
MYP-2789-BRD-01 | MAYPOR-2789 | BLAST RESISTANT DOORS | Unknown | WELL BUILT INDUSTRIES | FACILITIES | BOTH | B20 | B2030 | B2030902 | CNRSE | CNRSE ST-FAC
MYP-289-EOD-00 | MAYPOR-289 | ROLL UP DOOR | Unknown | Unknown | FACILITIES | BOTH | B20 | B2030 | B2030410 | CNRSE | CNRSE ST-FAC
MYP-351-EOD-00 | MAYPOR-351 | ROLL UP DOOR | Unknown | Unknown | FACILITIES | CIMU | B20 | B2030 | B2030410 | CNRSE | CNRSE ST-FAC
MYP-352-EOD-01 | MAYPOR-352 | OVERHEAD DOORS | Unknown | Unknown | FACILITIES | CIMU | B20 | B2030 | B2030410 | CNRSE | CNRSE ST-FAC
MYP-365-EOD-00 | MAYPOR-365 | OVERHEAD DOOR WITH MOTOR | Unknown | Unknown | FACILITIES | BOTH | B20 | B2030 | B2030410 | CNRSE | CNRSE ST-FAC
MYP-365-EOD-01 | MAYPOR-365 | OVERHEAD DOOR WITH MOTOR | Unknown | Unknown | FACILITIES | BOTH | B20 | B2030 | B2030410 | CNRSE | CNRSE ST-FAC
MYP-365-EOD-02 | MAYPOR-365 | OVERHEAD DOOR WITH MOTOR | Unknown | Unknown | FACILITIES | BOTH | B20 | B2030 | B2030410 | CNRSE | CNRSE ST-FAC
MYP-365-EOD-03 | MAYPOR-365 | OVERHEAD DOOR WITH MOTOR | Unknown | Unknown | FACILITIES | BOTH | B20 | B2030 | B2030410 | CNRSE | CNRSE ST-FAC
MYP-365-EOD-04 | MAYPOR-365 | OVERHEAD DOOR WITH MOTOR | Unknown | Unknown | FACILITIES | BOTH | B20 | B2030 | B2030410 | CNRSE | CNRSE ST-FAC
MYP-365-EOD-05 | MAYPOR-365 | OVERHEAD DOOR WITH MOTOR | Unknown | Unknown | FACILITIES | BOTH | B20 | B2030 | B2030410 | CNRSE | CNRSE ST-FAC
MYP-365-EOD-06 | MAYPOR-365 | OVERHEAD DOOR WITH MOTOR | Unknown | Unknown | FACILITIES | BOTH | B20 | B2030 | B2030410 | CNRSE | CNRSE ST-FAC
MYP-365-EOD-07 | MAYPOR-365 | OVERHEAD DOOR WITH MOTOR | Unknown | Unknown | FACILITIES | BOTH | B20 | B2030 | B2030410 | CNRSE | CNRSE ST-FAC
MYP-365-EOD-08 | MAYPOR-365 | OVERHEAD DOOR WITH MOTOR | Unknown | Unknown | FACILITIES | BOTH | B20 | B2030 | B2030410 | CNRSE | CNRSE ST-FAC
MYP-365-EOD-09 | MAYPOR-365 | OVERHEAD DOOR WITH MOTOR | Unknown | Unknown | FACILITIES | BOTH | B20 | B2030 | B2030410 | CNRSE | CNRSE ST-FAC
MYP-365-EOD-10 | MAYPOR-365 | OVERHEAD DOOR WITH MOTOR | Unknown | Unknown | FACILITIES | BOTH | B20 | B2030 | B2030410 | CNRSE | CNRSE ST-FAC
MYP-414-EOD-00 | MAYPOR-414 | OVERHEAD DOORS | Unknown | Unknown | FACILITIES | BOTH | B20 | B2030 | B2030410 | CNRSE | CNRSE ST-FAC
MYP-424-IDO-01 | MAYPOR-424 | TURNSTILE | Unknown | Unknown | FACILITIES | BOTH | B20 | B2030 | B2030120 | CNRSE | CNRSE ST-FAC
MYP-424-SGM-01 | MAYPOR-424 | HYDRAULIC SLIDE GATE | HYSECURITY | Unknown | FACILITIES | BOTH | G20 | G2040 | G204001.01 | CNRSE | CNRSE ST-FAC
MYP-436-EDO-00 | MAYPOR-436 | ELEC ROLL GATE | Unknown | Unknown | FACILITIES | BOTH | B20 | B2030 | B2030999 | CNRSE | CNRSE ST-FAC
MYP-436-EOD-00 | MAYPOR-436 | Rollup Door | Unknown | Unknown | FACILITIES | BOTH | B20 | B2030 | B2030410 | CNRSE | CNRSE ST-FAC
MYP-456-EOD-00 | MAYPOR-456 | OVERHEAD DOORS | Unknown | Unknown | FACILITIES | BOTH | B20 | B2030 | B2030410 | CNRSE | CNRSE ST-FAC
MYP-460-EOD-00 | MAYPOR-460 | OVERHEAD DOORS, INTERIOR | Unknown | Unknown | FACILITIES | BOTH | B20 | B2030 | B2030410 | CNRSE | CNRSE ST-FAC
MYP-1571-EOD-01 | MAYPOR-1571 | OVERHEAD DOOR | Unknown | Unknown | FACILITIES | BOTH | B20 | B2030 | B2030410 | CNRSE | CNRSE ST-UTL
MYP-1906A-EOD-01 | MAYPOR-1906 | EXTERIOR DOORS - OVERHEAD | Unknown | Unknown | FACILITIES | BOTH | B20 | B2030 | B2030410 | CNRSE | CNRSE ST-UTL
MYP-2294-EOD-01 | MAYPOR-2294 | OVERHEAD DOOR | Unknown | Unknown | FACILITIES | BOTH | B20 | B2030 | B2030410 | CNRSE | CNRSE ST-UTL
MYP-262-IDO-01 | MAYPOR-262 | ROLLING GATE | Unknown | Unknown | FACILITIES | BOTH | B20 | B2030 | B2030400 | CNRSE | CNRSE ST-FAC
MYP-262-OHD-00 | MAYPOR-262 | Exterior Doors,Overhead Doors,Aluminum/Fiberglass, Manual, 12ftx12ft | Unknown | Unknown | FACILITIES | CIMU | B20 | B2030 | B2030410 | CNRSE | CNRSE ST-FAC
MYP-262-OHD-01 | MAYPOR-262 | Exterior Doors,Overhead Doors,Aluminum/Fiberglass, Manual, 12ftx12ft | Unknown | Unknown | FACILITIES | CIMU | B20 | B2030 | B2030410 | CNRSE | CNRSE ST-FAC
MYP-262-OHD-02 | MAYPOR-262 | Exterior Doors,Overhead Doors,Aluminum/Fiberglass, Manual, 12ftx12ft | Unknown | Unknown | FACILITIES | CIMU | B20 | B2030 | B2030410 | CNRSE | CNRSE ST-FAC
MYP-FJ-WEBB-EOD-01 | MAYFISC-2669 | OHD STEEL ROLLING, ELECTRIC, (SIZE) DOOR#1 | Unknown | Unknown | FACILITIES | BOTH | B20 | B2030 | B2030410 | Marine Reserve Center | Marine Reserve Center
MYP-FJ-WEBB-EOD-02 | MAYFISC-2669 | OHD STEEL ROLLING, ELECTRIC, (SIZE) DOOR#2 | Unknown | Unknown | FACILITIES | BOTH | B20 | B2030 | B2030410 | Marine Reserve Center | Marine Reserve Center
MYP-FJ-WEBB-EOD-03 | MAYFISC-2669 | OHD STEEL ROLLING, ELECTRIC, (SIZE) DOOR#3 | Unknown | Unknown | FACILITIES | BOTH | B20 | B2030 | B2030410 | Marine Reserve Center | Marine Reserve Center
MYP-FJ-WEBB-EOD-04 | MAYFISC-2669 | OHD STEEL ROLLING, ELECTRIC, (SIZE) DOOR#4 | Unknown | Unknown | FACILITIES | BOTH | B20 | B2030 | B2030410 | Marine Reserve Center | Marine Reserve Center
MYP-CP-11660-IOM-01 | MAYPOR-11660 | INTERIOR STEEL COILING OHD, MANUAL, (SIZE) | Unknown | Unknown | FACILITIES | BOTH | C10 | C1020 | C1020410 | PMS 525 | PMS 525
MYP-CP-11660-ISD-01 | MAYPOR-11660 | INT. ROLLUP GRILLE ALUMINUM DOOR, MANUAL, (6X8 | Unknown | Unknown | FACILITIES | BOTH | C10 | C1020 | C1020102 | PMS 525 | PMS 525
MYP-CP-11660-SGM-01 | MAYPOR-11660 | SLIDE GATE OPERATOR | Unknown | MAX CONTROLS UL 3025 | FACILITIES | BOTH | G20 | G2040 | G204001.01 | PMS 525 | PMS 525
MYP-CP-11660-TNR-01 | MAYPOR-11660 | TURNSTILE EXIT ONLY | Unknown | BOON EDAM TL-100ECP2-18 | FACILITIES | BOTH | G20 | G2040 | G204099.08 | PMS 525 | PMS 525
MYP-CP-11660-TNR-02 | MAYPOR-11660 | TURNSTILE WITH ACCESS CONTROL | Unknown | BOON EDAM TL-100ECP2-18 | FACILITIES | BOTH | G20 | G2040 | G204099.08 | PMS 525 | PMS 525
MYP-1488-EQO-04 | MAYPOR-1488 | TURNSTILE GATES QTY 1 SET (BLDG 1488) | Unknown | P48801B658 | FACILITIES | BOTH | E10 | E1090 | E1090999 | SERMC | SERMC

## J1502000-09 Fire Protection
ASSETNUM | LOCATION | DESCRIPTION | MANUFACTURER | MODEL | ASSETTYPE | INVENTORYCATEGORY | MASTERSYSTEM | SYSTEM | SUBSYSTEM | CUSTOMER | FUND SOURCE
MYP-2505-FAS-00 | MAYPOR-2505 | FIRE ALARM ANNUNCIATOR | FIRELITE | Unknown | FACILITIES | BOTH | D50 | D5030 | D5030911 | B2505 USFFC | B2505 USFFC
MYP-2505-FAS-01 | MAYPOR-2505 | FIRE ALARM CONTROL PANEL | NOTIFIER | Unknown | FACILITIES | BOTH | D50 | D5030 | D5030911 | B2505 USFFC | B2505 USFFC
MYP-2505-FAS-02 | MAYPOR-2505 | FIRE ALARM TRANSMITTER | KING FISHER MFG | KFRTTI-52 | FACILITIES | BOTH | D50 | D5030 | D5030911 | B2505 USFFC | B2505 USFFC
MAYPOR-1553-RSP-99 | MAYPOR-1553 | Modeled STANDPIPES - RISER | Unknown | Unknown | FACILITIES | CIMU | D40 | D4020 | D4020310 | CNRSE | CNRSE ST-FAC
MYP-1264-FAS-00 | MAYPOR-1264 | FIRE ALARM PANEL | GAMEWELL | Unknown | FACILITIES | BOTH | D50 | D5030 | D5030911 | CNRSE | CNRSE ST-FAC
MYP-1264-RSP-00 | MAYPOR-1264 | RISER - 'J' ANNEX | Unknown | Unknown | FACILITIES | BOTH | D40 | D4020 | D4020310 | CNRSE | CNRSE ST-FAC
MYP-1264-SWP-01 | MAYPOR-1264 | WET PIPE SYSTEMS - ORDINARY HAZARD | Unknown | Unknown | FACILITIES | CIMU | D40 | D4010 | D4010410 | CNRSE | CNRSE ST-FAC
MYP-1264-TFA-00 | MAYPOR-1264 | FIRE ALARM TRANSMITTER | KING FISHER MFG | Unknown | FACILITIES | BOTH | D50 | D5030 | D5030911 | CNRSE | CNRSE ST-FAC
MYP-12-FAS-00 | MAYPOR-12 | FIRE ALARM SYSTEM-'J' ANNEX | KING FISHER MFG | Unknown | FACILITIES | BOTH | D40 | D4090 | D4090999 | CNRSE | CNRSE ST-FAC
MYP-12-RSP-00 | MAYPOR-12 | RISER-'J' ANNEX | Unknown | Unknown | FACILITIES | BOTH | D40 | D4020 | D4020310 | CNRSE | CNRSE ST-FAC
MYP-12-SWP-01 | MAYPOR-12 | WET PIPE SYSTEMS - ORDINARY HAZARD | Unknown | Unknown | FACILITIES | CIMU | D40 | D4010 | D4010410 | CNRSE | CNRSE ST-FAC
MYP-1320-FAS-00 | MAYPOR-1320 | FIRE ALARM CONTROL PANEL & ALARM SYSTEM | KING FISHER MFG | KFRTI-52 | FACILITIES | BOTH | D50 | D5030 | D5030911 | CNRSE | CNRSE ST-FAC
MYP-1320-FAS-01 | MAYPOR-1320 | FIRE ALARM TRANSMITTER | KING FISHER MFG | Unknown | FACILITIES | BOTH | D50 | D5030 | D5030911 | CNRSE | CNRSE ST-FAC
MYP-1326-FAS-00 | MAYPOR-1326 | FIRE ALARM PANEL | Unknown | Unknown | FACILITIES | BOTH | D50 | D5030 | D5030911 | CNRSE | CNRSE ST-FAC
MYP-1326-TFA-00 | MAYPOR-1326 | FIRE ALARM TRANSMITER | Unknown | Unknown | FACILITIES | BOTH | D50 | D5030 | D5030911 | CNRSE | CNRSE ST-FAC
MYP-1333-FAS-00 | MAYPOR-1333 | FIRE ALARM TRANSMITTER | KING FISHER MFG | KFRT51 | FACILITIES | BOTH | D40 | D4090 | D4090999 | CNRSE | CNRSE ST-FAC
MYP-1333-SWP-01 | MAYPOR-1333 | WET PIPE SYSTEMS - ORDINARY HAZARD | Unknown | Unknown | FACILITIES | CIMU | D40 | D4010 | D4010410 | CNRSE | CNRSE ST-FAC
MYP-1336-ALM-C01 | MAYPOR-1336 | COMM/ALARM SYSTEMS-Type: COMM CABLING | Unknown | Unknown | FACILITIES | CIMU | D50 | D5030 | D5030910 | CNRSE | CNRSE ST-FAC
MYP-1338-FAS-02 | MAYPOR-1338 | FIRE ALRM TRANSMITTER | KING FISHER MFG | Unknown | FACILITIES | BOTH | D50 | D5030 | D5030911 | CNRSE | CNRSE ST-FAC
MYP-1338-FAS-03 | MAYPOR-1338 | FIRE ALARM PANEL | Unknown | Unknown | FACILITIES | BOTH | D50 | D5030 | D5030911 | CNRSE | CNRSE ST-FAC
MYP-1338-RSP-00 | MAYPOR-1338 | RISER | Unknown | Unknown | FACILITIES | BOTH | D40 | D4020 | D4020310 | CNRSE | CNRSE ST-FAC
MYP-1338-SWP-01 | MAYPOR-1338 | WET PIPE SYSTEMS - ORDINARY HAZARD | Unknown | Unknown | FACILITIES | CIMU | D40 | D4010 | D4010410 | CNRSE | CNRSE ST-FAC
MYP-1343-FAS-00 | MAYPOR-1343 | FIRE ALARM PANEL | SIEMENS | Unknown | FACILITIES | BOTH | D50 | D5030 | D5030911 | CNRSE | CNRSE ST-FAC
MYP-1343-RSP-00 | MAYPOR-1343 | RISER (WET) | Unknown | Unknown | FACILITIES | BOTH | D40 | D4020 | D4020310 | CNRSE | CNRSE ST-FAC
MYP-1343-SWP-00 | MAYPOR-1343 | WET PIPE SYSTEMS - ORDINARY HAZARD | Unknown | Unknown | FACILITIES | CIMU | D40 | D4010 | D4010410 | CNRSE | CNRSE ST-FAC
MYP-1343-TFA-00 | MAYPOR-1343 | FIRE ALARM TRANSMITTER | SIEMENS | Unknown | FACILITIES | BOTH | D50 | D5030 | D5030911 | CNRSE | CNRSE ST-FAC
MYP-1344A-FAS-00 | MAYPOR-1344A | FIRE ALARM CONTROL PANEL & ALARM SYSTEM | GAMEWELL | Unknown | FACILITIES | BOTH | D50 | D5030 | D5030911 | CNRSE | CNRSE ST-FAC
MYP-1344A-FPE-01 | MAYPOR-1344A | FIRE PUMP- DIESEL ENGINE DRIVEN #1 | Unknown | Unknown | FACILITIES | BOTH | D40 | D4010 | D4010906 | CNRSE | CNRSE ST-FAC
MYP-1344A-FPE-02 | MAYPOR-1344A | FIRE PUMP- DIESEL ENGINE DRIVEN #2 | Unknown | Unknown | FACILITIES | BOTH | D40 | D4010 | D4010906 | CNRSE | CNRSE ST-FAC
MYP-1344A-FPE-03 | MAYPOR-1344A | FIRE PUMP- DIESEL ENGINE DRIVEN #3 | Unknown | Unknown | FACILITIES | BOTH | D40 | D4010 | D4010906 | CNRSE | CNRSE ST-FAC
MYP-1344A-OFP-00 | MAYPOR-1344A | FIRE PUMP CONTROLLERS | FIRETROL | Unknown | FACILITIES | BOTH | D40 | D4090 | D4090999 | CNRSE | CNRSE ST-FAC
MYP-1344A-SWP-00 | MAYPOR-1344A | WET PIPE SYSTEMS | Unknown | Unknown | FACILITIES | BOTH | D40 | D4010 | D4010410 | CNRSE | CNRSE ST-FAC
MYP-1344A-TFA-00 | MAYPOR-1344A | FIRE ALARM CONTROL PANEL & ALARM SYSTEM | Unknown | Unknown | FACILITIES | BOTH | D50 | D5030 | D5030911 | CNRSE | CNRSE ST-FAC
MYP-1348-TFA-00 | MAYPOR-1348 | FIRE ALARM TRANSMITTER | KING FISHER MFG | KRFTI-52 | FACILITIES | BOTH | D50 | D5030 | D5030911 | CNRSE | CNRSE ST-FAC
MYP-1358-SWP-00 | MAYPOR-1358 | WET PIPE SYSTEMS, ORDINARY HAZARD | Unknown | Unknown | FACILITIES | CIMU | D40 | D4010 | D4010410 | CNRSE | CNRSE ST-FAC
MYP-1358-TFA-00 | MAYPOR-1358 | FIRE TRANSMITER | KING FISHER MFG | Unknown | FACILITIES | BOTH | D50 | D5030 | D5030911 | CNRSE | CNRSE ST-FAC
MYP-1375-FAS-00 | MAYPOR-1375 | FIRE ALARM CONTROL PANEL | Unknown | Unknown | FACILITIES | BOTH | D50 | D5030 | D5030911 | CNRSE | CNRSE ST-FAC
MYP-1375-SWP-00 | MAYPOR-1375 | WET PIPE SYSTEMS - LIGHT HAZARD | Unknown | Unknown | FACILITIES | CIMU | D40 | D4010 | D4010410 | CNRSE | CNRSE ST-FAC
MYP-1375-TFA-00 | MAYPOR-1375 | FIRE ALARM TRANSMITER | KING FISHER MFG | Unknown | FACILITIES | BOTH | D50 | D5030 | D5030911 | CNRSE | CNRSE ST-FAC
MYP-1380-FAS-01 | MAYPOR-1380 | FIRE ALARM CONTROL PANEL & ALARM SYSTEM | Unknown | Unknown | FACILITIES | BOTH | D50 | D5030 | D5030911 | CNRSE | CNRSE ST-FAC
MYP-1380-FAS-02 | MAYPOR-1380 | FIRE ALARM TRANSMITTER | Unknown | Unknown | FACILITIES | BOTH | D50 | D5030 | D5030911 | CNRSE | CNRSE ST-FAC
MYP-1380-RSP-01 | MAYPOR-1380 | RISER | Unknown | Unknown | FACILITIES | BOTH | D40 | D4020 | D4020310 | CNRSE | CNRSE ST-FAC
MYP-1380-SWP-00 | MAYPOR-1380 | WET PIPE SYSTEMS, ORDINARY HAZARD | Unknown | Unknown | FACILITIES | CIMU | D40 | D4010 | D4010410 | CNRSE | CNRSE ST-FAC
MYP-1388-FAS-00 | MAYPOR-1388 | FIRE ALARM SYSTEM | Unknown | Unknown | FACILITIES | BOTH | D50 | D5030 | D5030911 | CNRSE | CNRSE ST-FAC
MYP-1388-RSP-00 | MAYPOR-1388 | RISER | Unknown | Unknown | FACILITIES | BOTH | D40 | D4020 | D4020310 | CNRSE | CNRSE ST-FAC
MYP-1388-SWP-00 | MAYPOR-1388 | WET PIPE SYSTEMS - ORDINARY HAZARD | Unknown | Unknown | FACILITIES | CIMU | D40 | D4010 | D4010410 | CNRSE | CNRSE ST-FAC
MYP-1388-TFA-00 | MAYPOR-1388 | FIRE ALARM TRANSMITTER | KING FISHER MFG | KFRTI-52 | FACILITIES | BOTH | D50 | D5030 | D5030911 | CNRSE | CNRSE ST-FAC
MYP-1391-DPS-01 | MAYPOR-1391 | DRY PIPE SYSTEMS - ORDINARY HAZARD | Unknown | Unknown | FACILITIES | CIMU | D40 | D4010 | D4010310 | CNRSE | CNRSE ST-FAC
MYP-1391-FAS-00 | MAYPOR-1391 | FIRE ALARM PANEL - 'J' ANNEX | NOTIFIER | Unknown | FACILITIES | BOTH | D50 | D5030 | D5030911 | CNRSE | CNRSE ST-FAC
MYP-1391-FEM-01 | MAYPOR-1391 | FIRE PUMP DIESEL | Unknown | Unknown | FACILITIES | BOTH | D40 | D4090 | D4090904 | CNRSE | CNRSE ST-FAC
MYP-1391-RSP-00 | MAYPOR-1391 | Riser - 'J' ANNEX | Unknown | Unknown | FACILITIES | BOTH | D40 | D4020 | D4020310 | CNRSE | CNRSE ST-FAC
MYP-1391-STF-01 | MAYPOR-1391 | FUEL STORAGE TANK, 119 GAL DIESEL (FIRE PUMP) | Unknown | Unknown | FACILITIES | BOTH | D30 | D3010 | D3010100 | CNRSE | CNRSE ST-FAC
MYP-1391-TFA-00 | MAYPOR-1391 | FIRE ALARM TRANSMITTER | KING FISHER MFG | Unknown | FACILITIES | BOTH | D50 | D5030 | D5030911 | CNRSE | CNRSE ST-FAC
MYP-1396-FAS-00 | MAYPOR-1396 | FIRE ALARM PANEL | Unknown | Unknown | FACILITIES | BOTH | D50 | D5030 | D5030911 | CNRSE | CNRSE ST-FAC
MYP-1396-RSP-00 | MAYPOR-1396 | RISER/CONTROL VALVE | Unknown | Unknown | FACILITIES | BOTH | D40 | D4020 | D4020310 | CNRSE | CNRSE ST-FAC
MYP-1396-TFA-00 | MAYPOR-1396 | FIRE ALARM TRANSMITTER | Unknown | Unknown | FACILITIES | BOTH | D50 | D5030 | D5030911 | CNRSE | CNRSE ST-FAC
MYP-1397-FAS-00 | MAYPOR-1397 | FIRE ALARM PANEL - J-ANNEX | Unknown | Unknown | FACILITIES | BOTH | D50 | D5030 | D5030911 | CNRSE | CNRSE ST-FAC
MYP-1397-RSP-00 | MAYPOR-1397 | RISER J-ANNEX | Unknown | Unknown | FACILITIES | BOTH | D40 | D4020 | D4020310 | CNRSE | CNRSE ST-FAC
MYP-1397-TFA-00 | MAYPOR-1397 | FIRE ALARM TRANSMITER | Unknown | Unknown | FACILITIES | BOTH | D50 | D5030 | D5030911 | CNRSE | CNRSE ST-FAC
MYP-1488-CDE-00 | MAYPOR-1488 | Carbon Dioxide Extinguishing Systems | KIDDE | Unknown | FACILITIES | BOTH | D40 | D4090 | D4090901 | CNRSE | CNRSE ST-FAC
MYP-1488-FAS-00 | MAYPOR-1488 | FIRE ALARM PANELS - J-ANNEX | GAMEWELL | Unknown | FACILITIES | BOTH | D50 | D5030 | D5030911 | CNRSE | CNRSE ST-FAC
MYP-1488-RSP-00 | MAYPOR-1488 | RISER | Unknown | Unknown | FACILITIES | BOTH | D40 | D4020 | D4020310 | CNRSE | CNRSE ST-FAC
MYP-1488-SWP-01 | MAYPOR-1488 | WET PIPE SYSTEMS - ORDINARY HAZARD | Unknown | Unknown | FACILITIES | CIMU | D40 | D4010 | D4010410 | CNRSE | CNRSE ST-FAC
MYP-1488-TFA-00 | MAYPOR-1488 | FIRE ALARM TRANSMITERS | Unknown | Unknown | FACILITIES | BOTH | D50 | D5030 | D5030911 | CNRSE | CNRSE ST-FAC
MYP-1488-TFA-02 | MAYPOR-1488 | Annunciator System, Notifier | Unknown | Unknown | FACILITIES | BOTH | D50 | D5030 | D5030911 | CNRSE | CNRSE ST-FAC
MYP-1520-DLS-01 | MAYPOR-1520 | Sprinklers,Wet Pipe Systems,light hazard | Unknown | Unknown | FACILITIES | CIMU | D40 | D4010 | D4010370 | CNRSE | CNRSE ST-FAC
MYP-1520-FAS-00 | MAYPOR-1520 | FIRE ALARM SYSTEM-NORTHEAST-Type: MAIN FIRE PANEL | KING FISHER MFG | KFRTI-52 | FACILITIES | BOTH | D50 | D5030 | D5030911 | CNRSE | CNRSE ST-FAC
MYP-1520-RSP-C01 | MAYPOR-1520 | RISER-FIRE RISER ROOM-Type: 4" DIAMETER | Unknown | Unknown | FACILITIES | CIMU | D40 | D4020 | D4020310 | CNRSE | CNRSE ST-FAC
MYP-154-FAS-01 | MAYPOR-154 | KINGFISHER TRANSMITTER | KING FISHER MFG | Unknown | FACILITIES | BOTH | D40 | D4030 | D4030999 | CNRSE | CNRSE ST-FAC
MYP-154-FAS-02 | MAYPOR-154 | FIRE ALARM ANNUNCIATOR | Unknown | Unknown | FACILITIES | BOTH | D50 | D5030 | D5030911 | CNRSE | CNRSE ST-FAC
MYP-1552-DPS-01 | MAYPOR-1552 | DRY PIPE SYSTEMS - ORDINARY HAZARD | Unknown | Unknown | FACILITIES | CIMU | D40 | D4010 | D4010310 | CNRSE | CNRSE ST-FAC
MYP-1552-FAS-00 | MAYPOR-1552 | FIRE ALARM PANEL - J-ANNEX | NOTIFIER | Unknown | FACILITIES | BOTH | D50 | D5030 | D5030911 | CNRSE | CNRSE ST-FAC
MYP-1552-OFP-01 | MAYPOR-1552 | AFFF J-ANNEX EXTINGUISHING SYSTEM QTY 11 | Unknown | Unknown | FACILITIES | BOTH | D40 | D4090 | D4090999 | CNRSE | CNRSE ST-FAC
MYP-1552-OFP-02 | MAYPOR-1552 | 6 IN. DELUGE | Unknown | Unknown | FACILITIES | BOTH | D40 | D4090 | D4090999 | CNRSE | CNRSE ST-FAC
MYP-1552-RSP-00 | MAYPOR-1552 | RISER J-ANNEX | Unknown | Unknown | FACILITIES | BOTH | D40 | D4020 | D4020310 | CNRSE | CNRSE ST-FAC
MYP-1552-RSP-01 | MAYPOR-1552 | RISER J-ANNEX | Unknown | Unknown | FACILITIES | BOTH | D40 | D4020 | D4020310 | CNRSE | CNRSE ST-FAC
MYP-1552-SWP-01 | MAYPOR-1552 | WET PIPE SYSTEMS - ORDINARY HAZARD | Unknown | Unknown | FACILITIES | CIMU | D40 | D4010 | D4010410 | CNRSE | CNRSE ST-FAC
MYP-1552-TFA-00 | MAYPOR-1552 | FIRE TRANSMITER | Unknown | Unknown | FACILITIES | BOTH | D50 | D5030 | D5030911 | CNRSE | CNRSE ST-FAC
MYP-1553-SWP-01 | MAYPOR-1553 | WET PIPE SYSTEMS - ORDINARY HAZARD | Unknown | Unknown | FACILITIES | CIMU | D40 | D4010 | D4010410 | CNRSE | CNRSE ST-FAC
MYP-1553-TFA-00 | MAYPOR-1553 | FIRE ALARM TRANSMITTER | KING FISHER MFG | KFRTI-52 | FACILITIES | BOTH | D50 | D5030 | D5030911 | CNRSE | CNRSE ST-FAC
MYP-1554-FAS-00 | MAYPOR-1554 | FIRE ALARM PANEL | KING FISHER MFG | KFRTI-52 | FACILITIES | BOTH | D50 | D5030 | D5030911 | CNRSE | CNRSE ST-FAC
MYP-1554-RSP-00 | MAYPOR-1554 | RISER | Unknown | Unknown | FACILITIES | BOTH | D40 | D4020 | D4020310 | CNRSE | CNRSE ST-FAC
MYP-1554-RSR-01 | MAYPOR-1554 | RISER | Unknown | Unknown | FACILITIES | BOTH | D40 | D4020 | D4020310 | CNRSE | CNRSE ST-FAC
MYP-1554-SWP-00 | MAYPOR-1554 | WET PIPE SYSTEMS, ORDINARY HAZARD | Unknown | Unknown | FACILITIES | CIMU | D40 | D4010 | D4010410 | CNRSE | CNRSE ST-FAC
MYP-1555-FAS-00 | MAYPOR-1555 | FIRE ALARM PANEL - 'J' ANNEX | Unknown | Unknown | FACILITIES | BOTH | D50 | D5030 | D5030911 | CNRSE | CNRSE ST-FAC
MYP-1555-RSP-00 | MAYPOR-1555 | RISER J-ANNEX | Unknown | Unknown | FACILITIES | BOTH | D40 | D4020 | D4020310 | CNRSE | CNRSE ST-FAC
MYP-1555-SWP-00 | MAYPOR-1555 | WET PIPE SYSTEMS - ORDINARY HAZARD | Unknown | Unknown | FACILITIES | CIMU | D40 | D4010 | D4010410 | CNRSE | CNRSE ST-FAC
MYP-1555-TFA-00 | MAYPOR-1555 | FIRE ALARM TRANSMITTER | KING FISHER MFG | KFRTI-52 | FACILITIES | BOTH | D50 | D5030 | D5030911 | CNRSE | CNRSE ST-FAC
MYP-1556-FAS-00 | MAYPOR-1556 | FIRE ALARM PANEL | PYROTRONICS | Unknown | FACILITIES | BOTH | D50 | D5030 | D5030911 | CNRSE | CNRSE ST-FAC
MYP-1556-SWP-01 | MAYPOR-1556 | WET PIPE SYSTEMS - ORDINARY HAZARD | Unknown | Unknown | FACILITIES | CIMU | D40 | D4010 | D4010410 | CNRSE | CNRSE ST-FAC
MYP-1556-TFA-00 | MAYPOR-1556 | FIRE TRANSMITER | KING FISHER MFG | KFRTI-52 | FACILITIES | BOTH | D50 | D5030 | D5030911 | CNRSE | CNRSE ST-FAC
MYP-1566-FAS-01 | MAYPOR-1566 | FIRE ALARM TRANSMITTER | KING FISHER MFG | Unknown | FACILITIES | BOTH | D50 | D5030 | D5030911 | CNRSE | CNRSE ST-FAC
MYP-1576-FAS-00 | MAYPOR-1576 | FIRE ALARM | GAMEWELL | FLEX 401 | FACILITIES | BOTH | D50 | D5030 | D5030911 | CNRSE | CNRSE ST-FAC
MYP-1576-TFA-00 | MAYPOR-1576 | FIRE TRANSMITER | KING FISHER MFG | Unknown | FACILITIES | BOTH | D50 | D5030 | D5030911 | CNRSE | CNRSE ST-FAC
MYP-1596-FAS-01 | MAYPOR-1596 | KINGFISHER TRANSMITTER | KING FISHER MFG | Unknown | FACILITIES | BOTH | D40 | D4030 | D4030999 | CNRSE | CNRSE ST-FAC
MYP-1596-FAS-02 | MAYPOR-1596 | FIRE ALARM CONTROL PANEL | HOCHIKI AMERICA | FIRENET PLUS | FACILITIES | BOTH | D50 | D5030 | D5030911 | CNRSE | CNRSE ST-FAC
MYP-1600-FAS-00 | MAYPOR-1600 | ANNUNCIATOR SYSTEM | THORN | Unknown | FACILITIES | BOTH | D50 | D5030 | D5030911 | CNRSE | CNRSE ST-FAC
MYP-1600-SWP-01 | MAYPOR-1600 | WET PIPE SYSTEMS - ORDINARY HAZARD | Unknown | Unknown | FACILITIES | CIMU | D40 | D4010 | D4010410 | CNRSE | CNRSE ST-FAC
MYP-1600-TFA-00 | MAYPOR-1600 | FIRE ALARM PANEL - TRANSMITTER | Unknown | Unknown | FACILITIES | BOTH | D50 | D5030 | D5030911 | CNRSE | CNRSE ST-FAC
MYP-1602-FAS-001 | MAYPOR-1602 | FIRE ALARM SYSTEM-NORTH-Type: MAIN FIRE PANEL | Unknown | NAKFRTI-52 | FACILITIES | BOTH | D50 | D5030 | D5030911 | CNRSE | CNRSE ST-FAC
MYP-1607-FAS-00 | MAYPOR-1607 | FIRE ALARM PANEL | GAMEWELL | Unknown | FACILITIES | BOTH | D50 | D5030 | D5030911 | CNRSE | CNRSE ST-FAC
MYP-1607-TFA-00 | MAYPOR-1607 | FIRE ALARM TRANSMITER | KING FISHER MFG | KFRTI-52 | FACILITIES | BOTH | D50 | D5030 | D5030911 | CNRSE | CNRSE ST-FAC
MYP-1609-SWP-01 | MAYPOR-1609 | WET PIPE SYSTEMS - ORDINARY HAZARD | Unknown | Unknown | FACILITIES | CIMU | D40 | D4010 | D4010410 | CNRSE | CNRSE ST-FAC
MYP-1613-FAS-00 | MAYPOR-1613 | FIRE ALARM J-ANNEX | Unknown | Unknown | FACILITIES | BOTH | D50 | D5030 | D5030911 | CNRSE | CNRSE ST-FAC
MYP-1613-RSP-00 | MAYPOR-1613 | RISER J-ANNEX | Unknown | Unknown | FACILITIES | BOTH | D40 | D4020 | D4020310 | CNRSE | CNRSE ST-FAC
MYP-1613-SWP-01 | MAYPOR-1613 | WET PIPE SYSTEMS - ORDINARY HAZARD | Unknown | Unknown | FACILITIES | CIMU | D40 | D4010 | D4010410 | CNRSE | CNRSE ST-FAC
MYP-1613-TFA-00 | MAYPOR-1613 | FIRE TRANSMITER | Unknown | Unknown | FACILITIES | BOTH | D50 | D5030 | D5030911 | CNRSE | CNRSE ST-FAC
MYP-1615-FAS-00 | MAYPOR-1615 | NETWORK ANNUNCIATOR | NOTIFIER | NCA-2 | FACILITIES | BOTH | D50 | D5030 | D5030930 | CNRSE | CNRSE ST-FAC
MYP-1615-FAS-01 | MAYPOR-1615 | FIRE ALARM SYSTEM, RADIO TRANSMITTER | KING FISHER MFG | KFRTI-8S | FACILITIES | BOTH | D50 | D5030 | D5030911 | CNRSE | CNRSE ST-FAC
MYP-1615-FAS-02 | MAYPOR-1615 | FIRE ALARM ANNUNCIATOR | NOTIFIER | FDU-80 | FACILITIES | BOTH | D50 | D5030 | D5030910 | CNRSE | CNRSE ST-FAC
MYP-164-FAS-00 | MAYPOR-164 | FIRE ALARM PANEL -'J' ANNEX | Unknown | Unknown | FACILITIES | BOTH | D50 | D5030 | D5030911 | CNRSE | CNRSE ST-FAC
MYP-1805-FPP-00 | MAYPOR-1805 | Fire pumps | Unknown | Unknown | FACILITIES | BOTH | D40 | D4090 | D4090904 | CNRSE | CNRSE ST-FAC
MYP-1842-FAS-00 | MAYPOR-1842 | FIRE ALARM PANEL | KING FISHER MFG | Unknown | FACILITIES | BOTH | D50 | D5030 | D5030911 | CNRSE | CNRSE ST-FAC
MYP-1842-RSP-00 | MAYPOR-1842 | FIRE PROTECTION RISER | Unknown | Unknown | FACILITIES | BOTH | D40 | D4020 | D4020310 | CNRSE | CNRSE ST-FAC
MYP-1842-TFA-00 | MAYPOR-1842 | FIRE ALARM TRANSMITTER | Unknown | MXLIQ | FACILITIES | BOTH | D50 | D5030 | D5030911 | CNRSE | CNRSE ST-FAC
MYP-1854-RSP-00 | MAYPOR-1854 | RISER | Unknown | Unknown | FACILITIES | BOTH | D40 | D4020 | D4020310 | CNRSE | CNRSE ST-FAC
MYP-1854-SWP-01 | MAYPOR-1854 | WET PIPE SYSTEMS - ORDINARY HAZARD | Unknown | Unknown | FACILITIES | BOTH | D40 | D4010 | D4010410 | CNRSE | CNRSE ST-FAC
MYP-1854-TFA-00 | MAYPOR-1854 | FIRE ALARM TRANSMITTER | KING FISHER MFG | Unknown | FACILITIES | BOTH | D50 | D5030 | D5030911 | CNRSE | CNRSE ST-FAC
MYP-1860-FAS-00 | MAYPOR-1860 | FIRE ALARM PANEL | Unknown | Unknown | FACILITIES | BOTH | D50 | D5030 | D5030911 | CNRSE | CNRSE ST-FAC
MYP-1860-FAS-02 | MAYPOR-1860 | ANNUNCIATOR | Unknown | THORN 200 | FACILITIES | BOTH | D50 | D5030 | D5030911 | CNRSE | CNRSE ST-FAC
MYP-1860-RSP-00 | MAYPOR-1860 | RISER | Unknown | Unknown | FACILITIES | BOTH | D40 | D4020 | D4020310 | CNRSE | CNRSE ST-FAC
MYP-1860-TFA-00 | MAYPOR-1860 | FIRE ALARM TRANSMITTER | KING FISHER MFG | KFRTTI-52 | FACILITIES | BOTH | D50 | D5030 | D5030911 | CNRSE | CNRSE ST-FAC
MYP-1868-FAS-00 | MAYPOR-1868 | FIRE ALARM ANNUNCIATOR | POTTER | Unknown | FACILITIES | BOTH | D50 | D5030 | D5030911 | CNRSE | CNRSE ST-FAC
MYP-1868-RSP-00 | MAYPOR-1868 | RISER J-ANNEX | Unknown | Unknown | FACILITIES | BOTH | D40 | D4020 | D4020310 | CNRSE | CNRSE ST-FAC
MYP-1868-SWP-00 | MAYPOR-1868 | WET PIPE SYSTEMS - ORDINARY HAZARD | POTTER | PYROTROL | FACILITIES | CIMU | D40 | D4010 | D4010410 | CNRSE | CNRSE ST-FAC
MYP-1868-TFA-00 | MAYPOR-1868 | FIRE TRANSMITER | KING FISHER MFG | KFRTI-52 | FACILITIES | BOTH | D50 | D5030 | D5030911 | CNRSE | CNRSE ST-FAC
MYP-1878-FAS-00 | MAYPOR-1878 | FIRE ALARM | GAMEWELL | Unknown | FACILITIES | BOTH | D50 | D5030 | D5030911 | CNRSE | CNRSE ST-FAC
MYP-1878-RSP-00 | MAYPOR-1878 | RISER | Unknown | Unknown | FACILITIES | BOTH | D40 | D4020 | D4020310 | CNRSE | CNRSE ST-FAC
MYP-1878-SWP-00 | MAYPOR-1878 | WET PIPE SYSTEMS - ORDINARY HAZARD | Unknown | Unknown | FACILITIES | CIMU | D40 | D4010 | D4010410 | CNRSE | CNRSE ST-FAC
MYP-1878-TFA-00 | MAYPOR-1878 | FIRE TRANSMITER | KING FISHER MFG | KFRTI-52 | FACILITIES | BOTH | D50 | D5030 | D5030911 | CNRSE | CNRSE ST-FAC
MYP-1886-FAS-00 | MAYPOR-1886 | FIRE ALARM CONTROL PANEL & ALARM SYSTEM | Unknown | Unknown | FACILITIES | BOTH | D50 | D5030 | D5030911 | CNRSE | CNRSE ST-FAC
MYP-1886-FAS-01 | MAYPOR-1886 | FIRE ALARM CONTROL PANEL & TRANSMITTER | EDWARDS | 5754B | FACILITIES | BOTH | D50 | D5030 | D5030911 | CNRSE | CNRSE ST-FAC
MYP-1886-SWP-01 | MAYPOR-1886 | WET PIPE SYSTEMS, ORDINARY HAZARD | Unknown | Unknown | FACILITIES | CIMU | D40 | D4010 | D4010410 | CNRSE | CNRSE ST-FAC
MYP-1888-FAS-00 | MAYPOR-1888 | FIRE ALARM CONTROL PANEL & ALARM SYSTEM | FCI | Unknown | FACILITIES | BOTH | D50 | D5030 | D5030911 | CNRSE | CNRSE ST-FAC
MYP-1888-FBP-02 | MAYPOR-1888 | FP BACKFLOW PREVENTER, 8" | WATTS | WATTS 709-DCVA | FACILITIES | BOTH | D40 | D4090 | D4090903 | CNRSE | CNRSE ST-FAC
MYP-1888-RSP-00 | MAYPOR-1888 | RISER | Unknown | Unknown | FACILITIES | BOTH | D40 | D4020 | D4020310 | CNRSE | CNRSE ST-FAC
MYP-1888-SWP-01 | MAYPOR-1888 | WET PIPE SYSTEMS - ORDINARY HAZARD | Unknown | Unknown | FACILITIES | CIMU | D40 | D4010 | D4010410 | CNRSE | CNRSE ST-FAC
MYP-1888-TFA-00 | MAYPOR-1888 | FIRE ALARM TRANSMITTER | KING FISHER MFG | Unknown | FACILITIES | BOTH | D50 | D5030 | D5030911 | CNRSE | CNRSE ST-FAC
MYP-1893-FAS-00 | MAYPOR-1893 | FIRE ALARM CONTROL PANEL & ALARM SYSTEM | SILENT KNIGHT | 5207 | FACILITIES | BOTH | D50 | D5030 | D5030911 | CNRSE | CNRSE ST-FAC
MYP-1893-FAS-01 | MAYPOR-1893 | FIRE ALARM CONTROL PANEL & ALARM SYSTEM, TRANSMITTER | KING FISHER MFG | KFRTI-52 | FACILITIES | BOTH | D50 | D5030 | D5030911 | CNRSE | CNRSE ST-FAC
MYP-1893-HFP-01 | MAYPOR-1893 | HOOD FIRE PROTECTION | Unknown | Unknown | FACILITIES | BOTH | D40 | D4090 | D4090902 | CNRSE | CNRSE ST-FAC
MYP-1900-DPS-01 | MAYCOM-1900 | DRY PIPE SYSTEMS - ORDINARY HAZARD | Unknown | Unknown | FACILITIES | CIMU | D40 | D4010 | D4010310 | CNRSE | CNRSE ST-FAC
MYP-1900-FAS-00 | MAYCOM-1900 | FIRE ALARM | FCI | Unknown | FACILITIES | BOTH | D50 | D5030 | D5030911 | CNRSE | CNRSE ST-FAC
MYP-1900-FPP-00 | MAYCOM-1900 | Fire Pumps | Unknown | Unknown | FACILITIES | BOTH | D40 | D4090 | D4090904 | CNRSE | CNRSE ST-FAC
MYP-1900-RSP-00 | MAYCOM-1900 | Riser J-ANNEX | Unknown | Unknown | FACILITIES | BOTH | D40 | D4020 | D4020310 | CNRSE | CNRSE ST-FAC
MYP-1900-TFA-00 | MAYCOM-1900 | FIRE TRANSMITER | Unknown | Unknown | FACILITIES | BOTH | D50 | D5030 | D5030911 | CNRSE | CNRSE ST-FAC
MYP-1900-TFA-01 | MAYCOM-1900 | Other Fire Protection Systems,Other | Unknown | Unknown | FACILITIES | BOTH | D50 | D5030 | D5030911 | CNRSE | CNRSE ST-FAC
MYP-190-FAS-00 | MAYPOR-190 | FIRE ALARM | KING FISHER MFG | Unknown | FACILITIES | CIMU | D50 | D5030 | D5030911 | CNRSE | CNRSE ST-FAC
MYP-190-TFA-00 | MAYPOR-190 | FIRE TRANSMITER | GAMEWELL | Unknown | FACILITIES | CIMU | D50 | D5030 | D5030911 | CNRSE | CNRSE ST-FAC
MYP-191-FAS-00 | MAYPOR-191 | FIRE TRANSMITER | KING FISHER MFG | KFRTI-52 | FACILITIES | BOTH | D50 | D5030 | D5030911 | CNRSE | CNRSE ST-FAC
MYP-191-FPP-00 | MAYPOR-191 | SPRINKLER PUMPING EQUIPMENT | Unknown | Unknown | FACILITIES | BOTH | D40 | D4090 | D4090904 | CNRSE | CNRSE ST-FAC
MYP-191-RSP-00 | MAYPOR-191 | RISER | Unknown | Unknown | FACILITIES | BOTH | D40 | D4020 | D4020310 | CNRSE | CNRSE ST-FAC
MYP-191-SWP-01 | MAYPOR-191 | WET PIPE SYSTEMS - ORDINARY HAZARD | Unknown | Unknown | FACILITIES | BOTH | D40 | D4010 | D4010410 | CNRSE | CNRSE ST-FAC
MYP-1960-FAS-02 | RIBBAY-1960 | FIRE ALARM PANEL - SYSTEM | KING FISHER MFG | KFRTI-52 | FACILITIES | BOTH | D50 | D5030 | D5030911 | CNRSE | CNRSE ST-FAC
MYP-1960-HFP-01 | RIBBAY-1960 | HOOD FIRE PROTECTION | KIDDE | R102 | FACILITIES | BOTH | D40 | D4090 | D4090902 | CNRSE | CNRSE ST-FAC
MYP-1960-SWP-00 | RIBBAY-1960 | WET PIPE SYSTEMS - ORDINARY HAZARD | Unknown | Unknown | FACILITIES | CIMU | D40 | D4010 | D4010410 | CNRSE | CNRSE ST-FAC
MYP-1966-RSP-00 | MAYPOR-1966 | FIRE RISER | Unknown | Unknown | FACILITIES | CIMU | D40 | D4020 | D4020310 | CNRSE | CNRSE ST-FAC
MYP-1966-SPO-00 | MAYPOR-1966 | SPRINKLERS AND OVERHEAD | Unknown | Unknown | FACILITIES | CIMU | D40 | D4010 | D4010999 | CNRSE | CNRSE ST-FAC
MYP-1966-SWP-01 | MAYPOR-1966 | WET PIPE SYSTEMS - ORDINARY HAZARD | Unknown | Unknown | FACILITIES | CIMU | D40 | D4010 | D4010410 | CNRSE | CNRSE ST-FAC
MYP-1966-TFA-00 | MAYPOR-1966 | FIRE TRANSMITER | KING FISHER MFG | KFRTI-52 | FACILITIES | CIMU | D50 | D5030 | D5030911 | CNRSE | CNRSE ST-FAC
MYP-1981-FAS-00 | MAYPOR-1981 | FIRE ALARM CONTROL PANEL & ALARM SYSTEM | SIEMENS | Unknown | FACILITIES | BOTH | D50 | D5030 | D5030911 | CNRSE | CNRSE ST-FAC
MYP-1981-FAS-01 | MAYPOR-1981 | FIRE ALARM TRANSMITTER | KING FISHER MFG | Unknown | FACILITIES | BOTH | D50 | D5030 | D5030911 | CNRSE | CNRSE ST-FAC
MYP-1981-HFP-01 | MAYPOR-1981 | HOOD FIRE PROTECTION | Unknown | Unknown | FACILITIES | BOTH | D40 | D4090 | D4090902 | CNRSE | CNRSE ST-FAC
MYP-1981-RSP-01 | MAYPOR-1981 | RISER 6 IN | Unknown | Unknown | FACILITIES | BOTH | D40 | D4020 | D4020310 | CNRSE | CNRSE ST-FAC
MYP-1981-SWP-01 | MAYPOR-1981 | WET PIPE SYSTEMS, ORDINARY HAZARD | Unknown | Unknown | FACILITIES | CIMU | D40 | D4010 | D4010410 | CNRSE | CNRSE ST-FAC
MYP-1986-DPS-C01 | MAYPOR-1986 | DRY SPRINKLER SYSTEM-ADMIN OFFICE AREA-Type: ORDINARY HAZARD | Unknown | Unknown | FACILITIES | CIMU | D40 | D4010 | D4010310 | CNRSE | CNRSE ST-FAC
MYP-1986-FAS-00 | MAYPOR-1986 | FIRE ALARM PANEL | KING FISHER MFG | Unknown | FACILITIES | BOTH | D50 | D5030 | D5030911 | CNRSE | CNRSE ST-FAC
MYP-1986-FEM-00 | MAYPOR-1986 | FIRE PUMP, ELECTRIC MOTOR DRIVEN-FIRE RISER ROOM-Type: 25 HP | US MOTORS | Unknown | FACILITIES | BOTH | D40 | D4010 | D4010905 | CNRSE | CNRSE ST-FAC
MYP-1986-RSP-00 | MAYPOR-1986 | RISER-FIRE RISER ROOM-Type: 4" DIAMETER | Unknown | Unknown | FACILITIES | BOTH | D40 | D4020 | D4020310 | CNRSE | CNRSE ST-FAC
MYP-1986-SPO-00 | MAYPOR-1986 | SPRINKLERS-ROOF-MIC AREAS-Type: EXPANDING FOAM AGENT SYSTEM | Unknown | Unknown | FACILITIES | CIMU | D40 | D4010 | D4010999 | CNRSE | CNRSE ST-FAC
MYP-1986-TFA-00 | MAYPOR-1986 | FIRE ALARM TRANSMITTER | KING FISHER MFG | Unknown | FACILITIES | BOTH | D50 | D5030 | D5030911 | CNRSE | CNRSE ST-FAC
MYP-1-FAS-00 | MAYPOR-1 | FIRE ALARM PANEL ANNUNCIATOR | NOTIFIER | Unknown | FACILITIES | BOTH | D50 | D5030 | D5030911 | CNRSE | CNRSE ST-FAC
MYP-1-PIP-02 | MAYPOR-1 | PIPING, SPRINKLER WATER SUPPLY | Unknown | Unknown | FACILITIES | CIMU | D20 | D2020 | D2020905 | CNRSE | CNRSE ST-FAC
MYP-1-SWP-01 | MAYPOR-1 | WET PIPE SYSTEMS - ORDINARY HAZARD | Unknown | Unknown | FACILITIES | CIMU | D40 | D4010 | D4010410 | CNRSE | CNRSE ST-FAC
MYP-1-TFA-00 | MAYPOR-1 | FIRE ALARM TRANSMITTER | KING FISHER MFG | KFDTI-52 | FACILITIES | BOTH | D50 | D5030 | D5030911 | CNRSE | CNRSE ST-FAC
MYP-2020-FAS-00 | MAYPOR-2020 | FIRE ALARM PANEL | SILENT KNIGHT | Unknown | FACILITIES | BOTH | D50 | D5030 | D5030911 | CNRSE | CNRSE ST-FAC
MYP-2020-TFA-00 | MAYPOR-2020 | FIRE ALARM TRANSMITTER | KING FISHER MFG | Unknown | FACILITIES | BOTH | D50 | D5030 | D5030911 | CNRSE | CNRSE ST-FAC
MYP-2021-TFA-00 | MAYPOR-2021 | FIRE ALARM TRANSMITER | Unknown | Unknown | FACILITIES | BOTH | D50 | D5030 | D5030911 | CNRSE | CNRSE ST-FAC
MYP-2038-FAS-00 | MAYPOR-2038 | FIRE ALARM PANEL | GAMEWELL | Unknown | FACILITIES | BOTH | D50 | D5030 | D5030911 | CNRSE | CNRSE ST-FAC
MYP-2038-TFA-00 | MAYPOR-2038 | FIRE ALARM TRANSMITTER | Unknown | Unknown | FACILITIES | BOTH | D50 | D5030 | D5030911 | CNRSE | CNRSE ST-FAC
MYP-2039-FAS-01 | MAYPOR-2039 | FIRE ALARM CONTROL PANEL & ALARM | Unknown | Unknown | FACILITIES | BOTH | D50 | D5030 | D5030911 | CNRSE | CNRSE ST-FAC
MYP-2039-FAS-02 | MAYPOR-2039 | FIRE ALARM CONTROL PANEL & ALARM SYSTEM (TRANSMITTER) | Unknown | Unknown | FACILITIES | BOTH | D50 | D5030 | D5030911 | CNRSE | CNRSE ST-FAC
MYP-2051-FAS-00 | MAYPOR-2051 | FIRE ALARM PANEL | NOTIFIER | Unknown | FACILITIES | BOTH | D50 | D5030 | D5030911 | CNRSE | CNRSE ST-FAC
MYP-2051-RSP-00 | MAYPOR-2051 | RISER | Unknown | Unknown | FACILITIES | BOTH | D40 | D4020 | D4020310 | CNRSE | CNRSE ST-FAC
MYP-2051-SWP-01 | MAYPOR-2051 | WET PIPE SYSTEMS - LIGHT HAZARD | Unknown | Unknown | FACILITIES | CIMU | D40 | D4010 | D4010410 | CNRSE | CNRSE ST-FAC
MYP-2051-TFA-00 | MAYPOR-2051 | FIRE ALARM TRANSMITER | Unknown | Unknown | FACILITIES | BOTH | D50 | D5030 | D5030911 | CNRSE | CNRSE ST-FAC
MYP-2062-FAS-00 | MAYPOR-2062 | FIRE ALARM PANEL | Unknown | Unknown | FACILITIES | BOTH | D50 | D5030 | D5030911 | CNRSE | CNRSE ST-FAC
MYP-2062-FBO-00 | MAYPOR-2062 | 500 SERIES CONTROL | Unknown | Unknown | FACILITIES | BOTH | D40 | D4030 | D4030999 | CNRSE | CNRSE ST-FAC
MYP-2062-TFA-00 | MAYPOR-2062 | FIRE ALARM TRANSMITTER | Unknown | Unknown | FACILITIES | BOTH | D50 | D5030 | D5030911 | CNRSE | CNRSE ST-FAC
MYP-2078-FAS-00 | MAYPOR-2078 | FIRE ALARM PANEL | HONEYWELL | Unknown | FACILITIES | BOTH | D50 | D5030 | D5030911 | CNRSE | CNRSE ST-FAC
MYP-2078-RSP-00 | MAYPOR-2078 | RISER | Unknown | Unknown | FACILITIES | CIMU | D40 | D4020 | D4020310 | CNRSE | CNRSE ST-FAC
MYP-2078-SWP-01 | MAYPOR-2078 | WET PIPE SYSTEMS - ORDINARY HAZARD | Unknown | Unknown | FACILITIES | CIMU | D40 | D4010 | D4010410 | CNRSE | CNRSE ST-FAC
MYP-2078-TFA-00 | MAYPOR-2078 | FIRE ALRM TRANSMITTER | KING FISHER MFG | Unknown | FACILITIES | BOTH | D50 | D5030 | D5030911 | CNRSE | CNRSE ST-FAC
MYP-2084-FAS-00 | MAYPOR-2084 | FIRE ALARM PANEL | Unknown | Unknown | FACILITIES | BOTH | D50 | D5030 | D5030911 | CNRSE | CNRSE ST-FAC
MYP-2084-RSP-00 | MAYPOR-2084 | RISER - 'J' ANNEX | Unknown | Unknown | FACILITIES | BOTH | D40 | D4020 | D4020310 | CNRSE | CNRSE ST-FAC
MYP-2084-SWP-01 | MAYPOR-2084 | WET PIPE SYSTEMS - ORDINARY HAZARD | Unknown | Unknown | FACILITIES | CIMU | D40 | D4010 | D4010410 | CNRSE | CNRSE ST-FAC
MYP-2084-TFA-00 | MAYPOR-2084 | FIRE ALARM TRANSMITTER | Unknown | Unknown | FACILITIES | BOTH | D50 | D5030 | D5030911 | CNRSE | CNRSE ST-FAC
MYP-2085-DPS-01 | MAYPOR-2085 | DRY PIPE SYSTEMS | KIDDE | HDR-50 | FACILITIES | BOTH | D40 | D4010 | D4010310 | CNRSE | CNRSE ST-FAC
MYP-2085-FAS-00 | MAYPOR-2085 | KINGFISHER FIRE PROTECTION | KING FISHER MFG | KFRTI-1 | FACILITIES | CIMU | D40 | D4030 | D4030999 | CNRSE | CNRSE ST-FAC
MYP-2085-FPO-00 | MAYPOR-2085 | ALTRONIX RECEIVER | Unknown | Unknown | FACILITIES | BOTH | D40 | D4030 | D4030999 | CNRSE | CNRSE ST-FAC
MYP-2085-SWP-01 | MAYPOR-2085 | WET PIPE SYSTEMS - EXTRA HAZARD | Unknown | Unknown | FACILITIES | CIMU | D40 | D4010 | D4010410 | CNRSE | CNRSE ST-FAC
MYP-2148-FAS-01 | MAYPOR-2148 | FIRE ALARM CONTROL PANEL | KING FISHER | IRAC-S | FACILITIES | BOTH | D50 | D5030 | D5030911 | CNRSE | CNRSE ST-FAC
MYP-2148-FAS-02 | MAYPOR-2148 | MASS NOTIFICATION CONTROL PANEL | KING FISHER | KCI 50037 | FACILITIES | BOTH | D50 | D5030 | D5030911 | CNRSE | CNRSE ST-FAC
MYP-2179-FAS-01 | MAYPOR-2179 | FIRE ALARM CONTROL TRANSMITTER | KING FISHER MFG | KINGFISHER KFRTI-52 | FACILITIES | BOTH | D50 | D5030 | D5030911 | CNRSE | CNRSE ST-FAC
MYP-2215-FAS-00 | MAYPOR-2215 | FIRE ALARM CONTROL PANEL & ALARM SYSTEM | KING FISHER MFG | Unknown | FACILITIES | CIMU | D50 | D5030 | D5030911 | CNRSE | CNRSE ST-FAC
MYP-2215-FAS-01 | MAYPOR-2215 | FIRE ALARM TRANSMITTER | KING FISHER MFG | KFRTI-52 | FACILITIES | BOTH | D50 | D5030 | D5030911 | CNRSE | CNRSE ST-FAC
MYP-2215-FAS-02 | MAYPOR-2215 | FIRE ALARM TRANSMITTER | NOTIFIER | Unknown | FACILITIES | BOTH | D50 | D5030 | D5030911 | CNRSE | CNRSE ST-FAC
MYP-2215-RSP-00 | MAYPOR-2215 | RISER | Unknown | Unknown | FACILITIES | BOTH | D40 | D4020 | D4020310 | CNRSE | CNRSE ST-FAC
MYP-2215-SWP-01 | MAYPOR-2215 | WET PIPE SYSTEMS, ORDINARY HAZARD | Unknown | Unknown | FACILITIES | CIMU | D40 | D4010 | D4010410 | CNRSE | CNRSE ST-FAC
MYP-2276-FAS-00 | MAYPOR-2276 | FIRE ALARM PANEL - SYSTEM | SIMPLEX | 4005 | FACILITIES | BOTH | D50 | D5030 | D5030911 | CNRSE | CNRSE ST-FAC
MYP-2276-RSP-00 | MAYPOR-2276 | RISER | Unknown | Unknown | FACILITIES | BOTH | D40 | D4020 | D4020310 | CNRSE | CNRSE ST-FAC
MYP-2276-SWP-01 | MAYPOR-2276 | WET PIPE SYSTEMS | Unknown | Unknown | FACILITIES | CIMU | D40 | D4010 | D4010410 | CNRSE | CNRSE ST-FAC
MYP-2276-TFA-00 | MAYPOR-2276 | FIRE ALARM PANEL - TRANSMITTER | Unknown | KFRTI-52 | FACILITIES | BOTH | D50 | D5030 | D5030911 | CNRSE | CNRSE ST-FAC
MYP-2277-FAS-00 | MAYPOR-2277 | FIRE ALARM PANEL | Unknown | Unknown | FACILITIES | BOTH | D50 | D5030 | D5030911 | CNRSE | CNRSE ST-FAC
MYP-2277-RSP-00 | MAYPOR-2277 | RISER - 'J' ANNEX | Unknown | Unknown | FACILITIES | BOTH | D40 | D4020 | D4020310 | CNRSE | CNRSE ST-FAC
MYP-2277-SWP-01 | MAYPOR-2277 | WET PIPE SYSTEMS, ORDINARY HAZARD | Unknown | Unknown | FACILITIES | CIMU | D40 | D4010 | D4010410 | CNRSE | CNRSE ST-FAC
MYP-2277-TFA-00 | MAYPOR-2277 | FIRE ALARM TRANSMITTER | Unknown | Unknown | FACILITIES | BOTH | D50 | D5030 | D5030911 | CNRSE | CNRSE ST-FAC
MYP-2284-TFA-00 | MAYPOR-2284 | FIRE ALARM PANEL - TRANSMITTER | KING FISHER MFG | Unknown | FACILITIES | BOTH | D50 | D5030 | D5030911 | CNRSE | CNRSE ST-FAC
MYP-2285-FAS-00 | MAYPOR-2285 | FIRE ALARM PANEL | Unknown | Unknown | FACILITIES | BOTH | D50 | D5030 | D5030911 | CNRSE | CNRSE ST-FAC
MYP-2285-TFA-00 | MAYPOR-2285 | FIRE ALARM TRANSMITTER | Unknown | Unknown | FACILITIES | BOTH | D50 | D5030 | D5030911 | CNRSE | CNRSE ST-FAC
MYP-2287-HFP-01 | RIBBAY-2287 | HOOD FIRE PROTECTION | ANSUL | R102 | FACILITIES | BOTH | D40 | D4090 | D4090902 | CNRSE | CNRSE ST-FAC
MYP-2287-RSP-00 | RIBBAY-2287 | RISER | Unknown | Unknown | FACILITIES | BOTH | D40 | D4020 | D4020310 | CNRSE | CNRSE ST-FAC
MYP-2287-SWP-01 | RIBBAY-2287 | WET PIPE SYSTEMS - ORDINARY HAZARD | Unknown | Unknown | FACILITIES | CIMU | D40 | D4010 | D4010410 | CNRSE | CNRSE ST-FAC
MYP-2287-TFA-00 | RIBBAY-2287 | FIRE TRANSMITTER | KING FISHER MFG | Unknown | FACILITIES | BOTH | D50 | D5030 | D5030910 | CNRSE | CNRSE ST-FAC
MYP-2288-FAS-00 | MAYPOR-2288 | FIRE ALARM PANEL - 'J' ANNEX | GAMEWELL | Unknown | FACILITIES | BOTH | D50 | D5030 | D5030911 | CNRSE | CNRSE ST-FAC
MYP-2288-RSR-00 | MAYPOR-2288 | RISER - 'J' ANNEX | Unknown | Unknown | FACILITIES | BOTH | D40 | D4020 | D4020310 | CNRSE | CNRSE ST-FAC
MYP-234-FAS-00 | MAYPOR-234 | FIRE ALARM TRANSMITTER | KING FISHER MFG | KFRTI-52 | FACILITIES | BOTH | D50 | D5030 | D5030911 | CNRSE | CNRSE ST-FAC
MYP-234-SWP-01 | MAYPOR-234 | WET PIPE SYSTEMS - ORDINARY HAZARD | Unknown | Unknown | FACILITIES | CIMU | D40 | D4010 | D4010410 | CNRSE | CNRSE ST-FAC
MYP-243-FAS-00 | MAYPOR-243 | FIRE ALARM TRANSMITTER | KING FISHER MFG | Unknown | FACILITIES | BOTH | D50 | D5030 | D5030911 | CNRSE | CNRSE ST-FAC
MYP-243-HFP-00 | MAYPOR-243 | GAS STOVE FIRE PROTECTION HOOD | Unknown | Unknown | FACILITIES | BOTH | D40 | D4090 | D4090902 | CNRSE | CNRSE ST-FAC
MYP-243-TAF-00 | MAYPOR-243 | FIRE ALARM CONTROL PANEL & ALARM SYSTEM | GAMEWELL | Unknown | FACILITIES | CIMU | D50 | D5030 | D5030911 | CNRSE | CNRSE ST-FAC
MYP-244-FAS-00 | MAYPOR-244 | FIRE ALARM TRANSMITER | KING FISHER MFG | Unknown | FACILITIES | BOTH | D50 | D5030 | D5030911 | CNRSE | CNRSE ST-FAC
MYP-244-TAF-00 | MAYPOR-244 | FIRE ALARM J-ANNEX | SIMPLEX | 4002 | FACILITIES | BOTH | D50 | D5030 | D5030911 | CNRSE | CNRSE ST-FAC
MYP-245-FAS-00 | MAYPOR-245 | FIRE ALARM PANEL - 'J' ANNEX | SIMPLEX | Unknown | FACILITIES | BOTH | D50 | D5030 | D5030911 | CNRSE | CNRSE ST-FAC
MYP-245-FAS-01 | MAYPOR-245 | FIRE ALRM TRANSMITTER | KING FISHER MFG | Unknown | FACILITIES | BOTH | D50 | D5030 | D5030911 | CNRSE | CNRSE ST-FAC
MYP-2469-FPE-00 | MAYPOR-2469 | FIRE PUMP DIESEL ENGINE DRIVEN | Unknown | Unknown | FACILITIES | BOTH | D40 | D4090 | D4090904 | CNRSE | CNRSE ST-FAC
MYP-2480-FAS-00 | MAYPOR-2480 | FIRE ALARM | KING FISHER MFG | KFRTI-52 | FACILITIES | BOTH | D50 | D5030 | D5030911 | CNRSE | CNRSE ST-FAC
MYP-2480-RSR-01 | MAYPOR-2480 | RISER | Unknown | Unknown | FACILITIES | BOTH | D40 | D4020 | D4020310 | CNRSE | CNRSE ST-FAC
MYP-2480-SWP-01 | MAYPOR-2480 | WET PIPE SYSTEMS - ORDINARY HAZARD | Unknown | Unknown | FACILITIES | CIMU | D40 | D4010 | D4010410 | CNRSE | CNRSE ST-FAC
MYP-2480-TFA-00 | MAYPOR-2480 | FIRE ALARM TRANSMITTER | NOTIFIER | Unknown | FACILITIES | BOTH | D50 | D5030 | D5030911 | CNRSE | CNRSE ST-FAC
MYP-2481-FAS-00 | MAYPOR-2481 | FIRE ALARM CONTROL PANEL & ALARM SYSTEM | SIMPLEX | 4006 | FACILITIES | BOTH | D50 | D5030 | D5030911 | CNRSE | CNRSE ST-FAC
MYP-2482-FAS-00 | MAYPOR-2482 | KINGFISHER | Unknown | Unknown | FACILITIES | BOTH | D50 | D5030 | D5030911 | CNRSE | CNRSE ST-FAC
MYP-2517-CAE-00 | MAYPOR-2517 | EXTINGUISHING SYSTEM | Unknown | Unknown | FACILITIES | BOTH | D40 | D4020 | D4020310 | CNRSE | CNRSE ST-FAC
MYP-2517-FAS-00 | MAYPOR-2517 | FIRE ALARM TRANSMITTER | KING FISHER MFG | Unknown | FACILITIES | BOTH | D40 | D4030 | D4030999 | CNRSE | CNRSE ST-FAC
MYP-2517-FAS-01 | MAYPOR-2517 | ANNUNCIATOR SYSTEM | NOTIFIER | Unknown | FACILITIES | BOTH | D40 | D4030 | D4030999 | CNRSE | CNRSE ST-FAC
MYP-2517-FEM-00 | MAYPOR-2517 | FIRE PUMP ELECTRIC ENGINE | Unknown | Unknown | FACILITIES | BOTH | D40 | D4010 | D4010905 | CNRSE | CNRSE ST-FAC
MYP-2527-FAS-01 | MAYPOR-2527 | FIRE ALARM | KING FISHER MFG | KFRTI-85 | FACILITIES | BOTH | D50 | D5030 | D5030911 | CNRSE | CNRSE ST-FAC
MYP-2527-FAS-02 | MAYPOR-2527 | TRANSMITTER | ALTRONIX CORPORATION | AL1024ULXRD4R | FACILITIES | BOTH | D50 | D5030 | D5030911 | CNRSE | CNRSE ST-FAC
MYP-2527-RSP-01 | MAYPOR-2527 | FIRE RISER | VICTAULIC | 61168.3 NO.002 | FACILITIES | BOTH | D40 | D4020 | D4020310 | CNRSE | CNRSE ST-FAC
MYP-2527-SWP-01 | MAYPOR-2527 | WET PIPE SYSTEMS - ORDINARY HAZARD | Unknown | Unknown | FACILITIES | CIMU | D40 | D4010 | D4010410 | CNRSE | CNRSE ST-FAC
MYP-2528-FAS-01 | MAYPOR-2528 | FIRE ALARM TRANSMITTER | KING FISHER | Unknown | FACILITIES | BOTH | D50 | D5030 | D5030911 | CNRSE | CNRSE ST-FAC
MYP-2528-FAS-02 | MAYPOR-2528 | FIRE ALARM ANNUNCIATOR | Unknown | Unknown | FACILITIES | BOTH | D50 | D5030 | D5030911 | CNRSE | CNRSE ST-FAC
MYP-2528-FAS-03 | MAYPOR-2528 | FIRE ALARM POWER SUPPLY | Unknown | Unknown | FACILITIES | BOTH | D50 | D5030 | D5030911 | CNRSE | CNRSE ST-FAC
MYP-2528-SWP-01 | MAYPOR-2528 | WET PIPE SYSTEMS - ORDINARY HAZARD | Unknown | Unknown | FACILITIES | CIMU | D40 | D4010 | D4010410 | CNRSE | CNRSE ST-FAC
MYP-2529-FAS-01 | MAYPOR-2529 | FIRE ALARM TRANSMITTER | HONEYWELL | NFS2-3030 | FACILITIES | BOTH | D50 | D5030 | D5030911 | CNRSE | CNRSE ST-FAC
MYP-2529-FAS-02 | MAYPOR-2529 | FIRE ALARM ANNUNCIATOR | HONEYWELL | S1632 35JC | FACILITIES | BOTH | D50 | D5030 | D5030911 | CNRSE | CNRSE ST-FAC
MYP-2529-FEM-01 | MAYPOR-2529 | FIRE PUMP ELECTRIC MOTOR DRIVEN | A-C FIRE PUMP SYSTEMS | 6X6X11F-L | FACILITIES | BOTH | D40 | D4010 | D4010905 | CNRSE | CNRSE ST-FAC
MYP-2529-RSP-01 | MAYPOR-2529 | RISER | Unknown | Unknown | FACILITIES | BOTH | D40 | D4020 | D4020310 | CNRSE | CNRSE ST-FAC
MYP-2529-SJP-01 | MAYPOR-2529 | JOCKEY PUMP | GOULDS PUMPS | E-SV MULTISTAGE PUMP | FACILITIES | BOTH | D40 | D4010 | D4010907 | CNRSE | CNRSE ST-FAC
MYP-2529-SWP-01 | MAYPOR-2529 | WET PIPE SYSTEMS | Unknown | Unknown | FACILITIES | CIMU | D40 | D4010 | D4010410 | CNRSE | CNRSE ST-FAC
MYP-2548-FAS-00 | MAYPOR-2548 | FOAM SYS. FIRE ALARM APS1 | Unknown | Unknown | FACILITIES | BOTH | D40 | D4090 | D4090920 | CNRSE | CNRSE ST-FAC
MYP-2548-FAS-01 | MAYPOR-2548 | FOAM SYS. FIRE ALARM APS3 | Unknown | Unknown | FACILITIES | BOTH | D40 | D4090 | D4090920 | CNRSE | CNRSE ST-FAC
MYP-2548-FAS-02 | MAYPOR-2548 | FOAM SYS. FIRE ALARM APS4 | Unknown | Unknown | FACILITIES | BOTH | D40 | D4090 | D4090920 | CNRSE | CNRSE ST-FAC
MYP-2548-FAS-03 | MAYPOR-2548 | FOAM SYS. FIRE ALARM APS5 | Unknown | Unknown | FACILITIES | BOTH | D40 | D4090 | D4090920 | CNRSE | CNRSE ST-FAC
MYP-2548-FAS-04 | MAYPOR-2548 | FOAM SYS. FIRE ALARM CNTRL | Unknown | Unknown | FACILITIES | BOTH | D40 | D4090 | D4090920 | CNRSE | CNRSE ST-FAC
MYP-2548-FAS-05 | MAYPOR-2548 | FIRE ALARM PANEL | Unknown | Unknown | FACILITIES | BOTH | D40 | D4090 | D4090920 | CNRSE | CNRSE ST-FAC
MYP-2548-FAS-06 | MAYPOR-2548 | FIRE ALARM TRANSMITTER | KING FISHER MFG | IRAC-5 | FACILITIES | BOTH | D40 | D4090 | D4090920 | CNRSE | CNRSE ST-FAC
MYP-2548-SWP-00 | MAYPOR-2548 | WET PIPE SYSTEMS - ORDINARY HAZARD | Unknown | Unknown | FACILITIES | CIMU | D40 | D4010 | D4010410 | CNRSE | CNRSE ST-FAC
MYP-2548-TNK-00 | MAYPOR-2548 | STORAGE TANK FP WATER, 146K GAL | Unknown | Unknown | FACILITIES | BOTH | D20 | D2020 | D2020902 | CNRSE | CNRSE ST-FAC
MYP-2548-TNK-01 | MAYPOR-2548 | STORAGE TANK FP WATER, 146K GAL | Unknown | Unknown | FACILITIES | BOTH | D20 | D2020 | D2020902 | CNRSE | CNRSE ST-FAC
MYP-1585-RSP-00 | MAYPOR-1585 | STANDPIPE EQUIPMENT - RISER | Unknown | Unknown | FACILITIES | BOTH | D40 | D4020 | D4020310 | CNRSE | CNRSE ST-UH
MYP-1585-SPO-00 | MAYPOR-1585 | SPRINKLERS AND OVERHEAD | Unknown | Unknown | FACILITIES | CIMU | D40 | D4010 | D4010999 | CNRSE | CNRSE ST-UH
MYP-1585-SWP-01 | MAYPOR-1585 | WET PIPE SYSTEMS - ORDINARY HAZARD | Unknown | Unknown | FACILITIES | CIMU | D40 | D4010 | D4010410 | CNRSE | CNRSE ST-UH
MYP-1585-TFA-00 | MAYPOR-1585 | FIRE ALARM TRANSMITTER | KING FISHER MFG | Unknown | FACILITIES | BOTH | D50 | D5030 | D5030911 | CNRSE | CNRSE ST-UH
MYP-1586-FAS-00 | MAYPOR-1586 | FIRE ALARM PANEL | Unknown | Unknown | FACILITIES | BOTH | D50 | D5030 | D5030911 | CNRSE | CNRSE ST-UH
MYP-1586-FAS-01 | MAYPOR-1586 | FIRE ALARM TRANSMITTER | KING FISHER MFG | Unknown | FACILITIES | BOTH | D50 | D5030 | D5030911 | CNRSE | CNRSE ST-UH
MYP-1586-RSP-00 | MAYPOR-1586 | RISER | Unknown | Unknown | FACILITIES | BOTH | D40 | D4020 | D4020310 | CNRSE | CNRSE ST-UH
MYP-1586-SWP-01 | MAYPOR-1586 | WET PIPE SYSTEMS, ORDINARY HAZARD | Unknown | Unknown | FACILITIES | CIMU | D40 | D4010 | D4010410 | CNRSE | CNRSE ST-UH
MYP-1586-TFA-00 | MAYPOR-1586 | FIRE ALARM TRANSMITTER | KING FISHER MFG | Unknown | FACILITIES | BOTH | D50 | D5030 | D5030911 | CNRSE | CNRSE ST-UH
MYP-1587-RSP-00 | MAYPOR-1587 | RISER | Unknown | Unknown | FACILITIES | BOTH | D40 | D4020 | D4020310 | CNRSE | CNRSE ST-UH
MYP-1587-SPO-02 | MAYPOR-1587 | SPRINKLERS AND OVERHEAD | Unknown | Unknown | FACILITIES | BOTH | D40 | D4010 | D4010999 | CNRSE | CNRSE ST-UH
MYP-1587-SWP-01 | MAYPOR-1587 | WET PIPE SYSTEMS, ORDINARY HAZARD | Unknown | Unknown | FACILITIES | CIMU | D40 | D4010 | D4010410 | CNRSE | CNRSE ST-UH
MYP-1587-TFA-00 | MAYPOR-1587 | FIRE ALARM TRANSMITTER | KING FISHER MFG | KFRTI-52 | FACILITIES | BOTH | D50 | D5030 | D5030911 | CNRSE | CNRSE ST-UH
MYP-2105-FAS-00 | MAYPOR-2105 | FIRE ALARM PANEL | NOTIFIER | Unknown | FACILITIES | BOTH | D50 | D5030 | D5030911 | CNRSE | CNRSE ST-UH
MYP-2105-RSP-00 | MAYPOR-2105 | RISER | Unknown | Unknown | FACILITIES | BOTH | D40 | D4020 | D4020310 | CNRSE | CNRSE ST-UH
MYP-2105-RSP-01 | MAYPOR-2105 | RISER | Unknown | Unknown | FACILITIES | BOTH | D40 | D4020 | D4020310 | CNRSE | CNRSE ST-UH
MYP-2105-SWP-01 | MAYPOR-2105 | WET PIPE SYSTEMS - ORDINARY HAZARD | Unknown | Unknown | FACILITIES | CIMU | D40 | D4010 | D4010410 | CNRSE | CNRSE ST-UH
MYP-2105-TFA-00 | MAYPOR-2105 | FIRE ALARM TRANSMITER | KING FISHER MFG | KFRTI-52 | FACILITIES | BOTH | D50 | D5030 | D5030911 | CNRSE | CNRSE ST-UH
MYP-2234-FAS-00 | MAYPOR-2234 | FIRE ALARM PANEL | NOTIFIER | NFS-320 | FACILITIES | BOTH | D50 | D5030 | D5030911 | CNRSE | CNRSE ST-UH
MYP-2234-RSP-00 | MAYPOR-2234 | RISER | Unknown | Unknown | FACILITIES | BOTH | D40 | D4020 | D4020310 | CNRSE | CNRSE ST-UH
MYP-2234-SWP-01 | MAYPOR-2234 | WET PIPE RISER | Unknown | Unknown | FACILITIES | CIMU | D40 | D4010 | D4010410 | CNRSE | CNRSE ST-UH
MYP-2234-TFA-00 | MAYPOR-2234 | FIRE ALARM TRANSMITTER | KING FISHER MFG | KFRTI-52 | FACILITIES | BOTH | D50 | D5030 | D5030911 | CNRSE | CNRSE ST-UH
MYP-1906-FAS-01 | MAYPOR-1906 | FIRE ALARM CONTROL PANEL & ALARM SYSTEM | Unknown | Unknown | FACILITIES | CIMU | D50 | D5030 | D5030911 | CNRSE | CNRSE ST-UTL
MYP-1969-ALM-01 | MAYPOR-1969 | FIRE ALARM CONTROL PANEL & ALARM SYSTEM | Unknown | Unknown | FACILITIES | CIMU | D50 | D5030 | D5030911 | CNRSE | CNRSE ST-UTL
MYP-2080-FAS-01 | MAYPOR-2080 | FIRE ALARM SYSTEM (PANEL) | NOTIFIER | Unknown | FACILITIES | CIMU | D50 | D5030 | D5030910 | CNRSE | CNRSE ST-UTL
MYP-2080-TFA-01 | MAYPOR-2080 | FIRE ALARM SYSTEM (TRANSMITTER) | KING FISHER MFG | Unknown | FACILITIES | BOTH | D50 | D5030 | D5030910 | CNRSE | CNRSE ST-UTL
MYP-2294-FAS-01 | MAYPOR-2294 | FIRE ALARM CONTROL PANEL | NOTIFIER | NFS-320 | FACILITIES | BOTH | D50 | D5030 | D5030911 | CNRSE | CNRSE ST-UTL
MYP-2294-FAS-02 | MAYPOR-2294 | FIRE ALARM TRANSMITTER | KING FISHER MFG | KFRTI-52 | FACILITIES | BOTH | D50 | D5030 | D5030911 | CNRSE | CNRSE ST-UTL
MYP-2307-FAS-01 | MAYPOR-2307 | FIRE ALARM CONTROL PANEL & ALARM SYSTEM | KING FISHER MFG | KFRT1-52 | FACILITIES | CIMU | D50 | D5030 | D5030911 | CNRSE | CNRSE ST-UTL
MYP-2307-FAS-02 | MAYPOR-2307 | FIRE ALARM TRANSMITTER | NOTIFIER | NFW-50X | FACILITIES | CIMU | D50 | D5030 | D5030911 | CNRSE | CNRSE ST-UTL
MYP-289-FAS-00 | MAYPOR-289 | FIRE ALARM PANEL - 'J' ANNEX | NOTIFIER | Unknown | FACILITIES | BOTH | D50 | D5030 | D5030911 | CNRSE | Family Housing
MYP-289-FAS-01 | MAYPOR-289 | FIRE ALARM TRANSMITTER | KING FISHER MFG | Unknown | FACILITIES | BOTH | D50 | D5030 | D5030911 | CNRSE | Family Housing
MYP-1980-FAS-01 | MAYPOR-1980 | TRANSMITTER | KING FISHER MFG | Unknown | FACILITIES | BOTH | D50 | D5030 | D5030911 | Navy Lodge | Navy Lodge
MYP-1980-FAS-02 | MAYPOR-1980 | TRANSMITTER | KING FISHER MFG | Unknown | FACILITIES | BOTH | D50 | D5030 | D5030911 | Navy Lodge | Navy Lodge
MYP-1980-RSP-00 | MAYPOR-1980 | STANDPIPE WATER SUPPLY | Unknown | Unknown | FACILITIES | BOTH | D40 | D4020 | D4020310 | Navy Lodge | Navy Lodge
MYP-1980-SPO-00 | MAYPOR-1980 | SPRINKLERS AND OVERHEAD | Unknown | Unknown | FACILITIES | BOTH | D40 | D4010 | D4010999 | Navy Lodge | Navy Lodge
MYP-1980-SWP-01 | MAYPOR-1980 | WET PIPE SYSTEMS SPRINKLERS | Unknown | Unknown | FACILITIES | CIMU | D40 | D4010 | D4010410 | Navy Lodge | Navy Lodge
MYP-2785-FAS 00 | MAYPOR-1488 | TRAILER 2785 @ 1488 NOTIFIER SYSTEM | Unknown | Unknown | FACILITIES | BOTH | D50 | D5030 | D5030911 | SERMC | SERMC
MYP-2785-FAS 01 | MAYPOR-1488 | TRAILER 2785 @ 1488 FIRE ALARM TRANSMITTER | Unknown | Unknown | FACILITIES | BOTH | D50 | D5030 | D5030911 | SERMC | SERMC
MYP-2814-FAS-01 | MAYPOR-2814 | FIRE ALARM CONTROL PANEL & ALARM SYSTEM INTERIOR | GAMEWELL | MS-7AF | FACILITIES | BOTH | D50 | D5030 | D5030911 | SERMC | SERMC
MYP-2814-FAS-02 | MAYPOR-2814 | FIRE ALARM CONTROL PANEL & ALARM SYSTEM INTERIOR/EXTERIOR | SYSTEM SENSOR | SPSRL | FACILITIES | BOTH | D50 | D5030 | D5030911 | SERMC | SERMC
MYP-2814-FAS-03 | MAYPOR-2814 | FIRE ALARM CONTROL PANEL & ALARM SYSTEM INTERIOR | SYSTEM SENSOR | SRL | FACILITIES | BOTH | D50 | D5030 | D5030911 | SERMC | SERMC
MYP-2814-LAR-01 | MAYPOR-2814 | LIGHTNING PROTECTION (ARRESTERS) EXTERIOR | EAST COAST LIGHTNING EQUIPMENT | AT12AB | FACILITIES | BOTH | D50 | D5090 | D5090902 | SERMC | SERMC
MYP-2814-SWP-01 | MAYPOR-2814 | WET PIPE SYSTEMS INTERIOR | VICTAULIC | V3046 | FACILITIES | BOTH | D40 | D4010 | D4010410 | SERMC | SERMC

## J1502000-10 Frequency Converter
ASSETNUM | LOCATION | DESCRIPTION | MANUFACTURER | MODEL | ASSETTYPE | INVENTORYCATEGORY | MASTERSYSTEM | SYSTEM | SUBSYSTEM | CUSTOMER | FUND SOURCE
MYP-1343-OEI-01 | MAYPOR-1343 | 400 HZ CONVERTER | FCX SYSTEMS | PFC072 | FACILITIES | BOTH | D50 | D5090 | D5090999 | CNRSE | CNRSE ST-FAC
MYP-1552-OEI-01 | MAYPOR-1552 | 400 HZ | FCX SYSTEMS | PFC250-V-40-FU-12P-P | FACILITIES | BOTH | D50 | D5090 | D5090999 | CNRSE | CNRSE ST-FAC
MYP-1552-OEI-010 | MAYPOR-1552 | 400 HZ | FCX SYSTEMS | PFC250-V-40-FU-12P-P | FACILITIES | BOTH | D50 | D5090 | D5090999 | CNRSE | CNRSE ST-FAC
MYP-1552-OEI-011 | MAYPOR-1552 | 400 HZ | FCX SYSTEMS | PFC250-V-40-FU-12P-P | FACILITIES | BOTH | D50 | D5090 | D5090999 | CNRSE | CNRSE ST-FAC
MYP-1552-OEI-012 | MAYPOR-1552 | 400 HZ | FCX SYSTEMS | PFC250-V-40-FU-12P-P | FACILITIES | BOTH | D50 | D5090 | D5090999 | CNRSE | CNRSE ST-FAC
MYP-1552-OEI-013 | MAYPOR-1552 | 400 HZ | FCX SYSTEMS | PFC250-V-40-FU-12P-P | FACILITIES | BOTH | D50 | D5090 | D5090999 | CNRSE | CNRSE ST-FAC
MYP-1552-OEI-014 | MAYPOR-1552 | 400 HZ | FCX SYSTEMS | PFC250-V-40-FU-12P-P | FACILITIES | BOTH | D50 | D5090 | D5090999 | CNRSE | CNRSE ST-FAC
MYP-1552-OEI-015 | MAYPOR-1552 | 400 HZ | FCX SYSTEMS | PFC250-V-40-FU-12P-P | FACILITIES | BOTH | D50 | D5090 | D5090999 | CNRSE | CNRSE ST-FAC
MYP-1552-OEI-016 | MAYPOR-1552 | 400 HZ | FCX SYSTEMS | PFC250-V-40-FU-12P-P | FACILITIES | BOTH | D50 | D5090 | D5090999 | CNRSE | CNRSE ST-FAC
MYP-1552-OEI-019 | MAYPOR-1552 | 400 HZ | FCX SYSTEMS | PFC250-V-40-FU-12P-P | FACILITIES | BOTH | D50 | D5090 | D5090999 | CNRSE | CNRSE ST-FAC
MYP-1552-OEI-02 | MAYPOR-1552 | 400 HZ | FCX SYSTEMS | Unknown | FACILITIES | BOTH | D50 | D5090 | D5090999 | CNRSE | CNRSE ST-FAC
MYP-1552-OEI-020 | MAYPOR-1552 | 400 HZ | FCX SYSTEMS | PFC250-V-40-FU-12P-P | FACILITIES | BOTH | D50 | D5090 | D5090999 | CNRSE | CNRSE ST-FAC
MYP-1552-OEI-021 | MAYPOR-1552 | 400 HZ | FCX SYSTEMS | PFC250-V-40-FU-12P-P | FACILITIES | BOTH | D50 | D5090 | D5090999 | CNRSE | CNRSE ST-FAC
MYP-1552-OEI-022 | MAYPOR-1552 | 400 HZ | FCX SYSTEMS | FCX PFC250-V-40-FU-12T-P | FACILITIES | BOTH | D50 | D5090 | D5090999 | CNRSE | CNRSE ST-FAC
MYP-1552-OEI-023 | MAYPOR-1552 | 400 HZ | FCX SYSTEMS | Unknown | FACILITIES | BOTH | D50 | D5090 | D5090999 | CNRSE | CNRSE ST-FAC
MYP-1552-OEI-024 | MAYPOR-1552 | 400 HZ | FCX SYSTEMS | Unknown | FACILITIES | BOTH | D50 | D5090 | D5090999 | CNRSE | CNRSE ST-FAC
MYP-1552-OEI-03 | MAYPOR-1552 | 400 HZ | FCX SYSTEMS | Unknown | FACILITIES | BOTH | D50 | D5090 | D5090999 | CNRSE | CNRSE ST-FAC
MYP-1552-OEI-04 | MAYPOR-1552 | 400 HZ | FCX SYSTEMS | Unknown | FACILITIES | BOTH | D50 | D5090 | D5090999 | CNRSE | CNRSE ST-FAC
MYP-1552-OEI-05 | MAYPOR-1552 | 400 HZ | FCX SYSTEMS | PFC250-V-40-FU-12P-P | FACILITIES | BOTH | D50 | D5090 | D5090999 | CNRSE | CNRSE ST-FAC
MYP-1552-OEI-06 | MAYPOR-1552 | 400 HZ | FCX SYSTEMS | PFC250-V-40-FU-12P-P | FACILITIES | BOTH | D50 | D5090 | D5090999 | CNRSE | CNRSE ST-FAC
MYP-1552-OEI-07 | MAYPOR-1552 | 400 HZ | FCX SYSTEMS | PFC250-V-40-FU-12P-P | FACILITIES | BOTH | D50 | D5090 | D5090999 | CNRSE | CNRSE ST-FAC
MYP-1552-OEI-08 | MAYPOR-1552 | 400 HZ | FCX SYSTEMS | PFC250-V-40-FU-12P-P | FACILITIES | BOTH | D50 | D5090 | D5090999 | CNRSE | CNRSE ST-FAC
MYP-1552-OEI-09 | MAYPOR-1552 | 400 HZ | FCX SYSTEMS | PFC250-V-40-FU-12P-P | FACILITIES | BOTH | D50 | D5090 | D5090999 | CNRSE | CNRSE ST-FAC
MYP-1553-EQO-05 | MAYPOR-1553 | FCX SOLID STATE FREQUENCY CONVERTER | Unknown | PFC80-U-40-FN-24P-P | FACILITIES | BOTH | E10 | E1090 | E1090999 | CNRSE | CNRSE ST-FAC
MYP-1553-OES-01 | MAYPOR-1553 | 400 HZ SOLID STATE CONVERTER | FCX | PFCO80-V-40-FN-24P-P | FACILITIES | BOTH | D50 | D5090 | D5090999 | CNRSE | CNRSE ST-FAC
MYP-1553-OES-02 | MAYPOR-1553 | 400 HZ SOLID STATE CONVERTER | FCX | PFCO80-V-40-FN-24P-P | FACILITIES | BOTH | D50 | D5090 | D5090999 | CNRSE | CNRSE ST-FAC
MYP-2527-OEI-00 | MAYPOR-2527 | 400HZ FREQUENCY CONVERTER | Unknown | Unknown | FACILITIES | BOTH | D50 | D5090 | D5090999 | CNRSE | CNRSE ST-FAC
MYP-2548-OEI-00 | MAYPOR-2548 | 400 HZ UNIT | FCX | PFC-036-28VPC | FACILITIES | BOTH | E10 | E1090 | E1090999 | CNRSE | CNRSE ST-FAC
MYP-2548-OEI-01 | MAYPOR-2548 | 400 HZ UNIT | FCX | PFC-036-28VPC | FACILITIES | BOTH | E10 | E1090 | E1090999 | CNRSE | CNRSE ST-FAC
MYP-2548-OEI-02 | MAYPOR-2548 | 400 HZ UNIT | FCX | PFC-036-28VPC | FACILITIES | BOTH | E10 | E1090 | E1090999 | CNRSE | CNRSE ST-FAC
MYP-2548-OEI-03 | MAYPOR-2548 | 400 HZ UNIT | FCX | PFC-036-28VPC | FACILITIES | BOTH | E10 | E1090 | E1090999 | CNRSE | CNRSE ST-FAC
CNRSE ST-FAC
CNRSE ST-FAC

## J1502000-11 Galley Equipment
ASSETNUM | LOCATION | DESCRIPTION | MANUFACTURER | MODEL | ASSETTYPE | INVENTORYCATEGORY | MASTERSYSTEM | SYSTEM | SUBSYSTEM | CUSTOMER | FUND SOURCE
MYP-1960-WHT-01 | RIBBAY-1960 | DISHWASHERS | Unknown | Unknown | FACILITIES | BOTH | D20 | D2010 | D2010999 | CNRSE | CNRSE ST-FAC
MYP-2287-WHT-02 | RIBBAY-2287 | WALK-IN COOLER | Unknown | Unknown | FACILITIES | BOTH | E10 | E1010 | E1010910 | CNRSE | CNRSE ST-FAC
MYP-2287-WHT-03 | RIBBAY-2287 | WALK-IN COOLER | Unknown | Unknown | FACILITIES | BOTH | E10 | E1010 | E1010910 | CNRSE | CNRSE ST-FAC
MYP-2287-WHT-04 | RIBBAY-2287 | DOUBLE DOOR REACH -IN COOLER | Unknown | Unknown | FACILITIES | BOTH | E10 | E1010 | E1010910 | CNRSE | CNRSE ST-FAC
MYP-2287-WHT-05 | RIBBAY-2287 | FREEZER DOUBLE DOOR REACH-IN | Unknown | Unknown | FACILITIES | BOTH | E10 | E1010 | E1010910 | CNRSE | CNRSE ST-FAC
MYP-2287-WHT-06 | RIBBAY-2287 | FREEZER DOUBLE DOOR REACH-IN | Unknown | Unknown | FACILITIES | BOTH | E10 | E1010 | E1010910 | CNRSE | CNRSE ST-FAC
MYP-338-ETP-01 | MAYPOR-338 | ICE MACHINE- GALLEY SPEED LINE | Unknown | Unknown | FACILITIES | BOTH | D30 | D3010 | D3010900 | CNRSE | CNRSE ST-FAC
MYP-338-OEO-01 | MAYPOR-338 | GALLEY REEFER WALK-IN VEGETABLE PREP | Unknown | Unknown | FACILITIES | BOTH | E10 | E1010 | E1010910 | CNRSE | CNRSE ST-FAC
MYP-338-OEO-02 | MAYPOR-338 | GALLEY REEFER WALK-IN MAIN KITCHEN | Unknown | Unknown | FACILITIES | BOTH | E10 | E1010 | E1010910 | CNRSE | CNRSE ST-FAC
MYP-338-OEO-03 | MAYPOR-338 | GALLEY FREEZER WALK-IN BACKDOOR | Unknown | MOZ045L63CF | FACILITIES | BOTH | E10 | E1010 | E1010910 | CNRSE | CNRSE ST-FAC
MYP-338-OEO-04 | MAYPOR-338 | GALLEY FREEZER WALK-IN BACKDOOR | Unknown | M0Z045L63CF | FACILITIES | BOTH | E10 | E1010 | E1010910 | CNRSE | CNRSE ST-FAC
MYP-338-OEO-05 | MAYPOR-338 | GALLEY CHILL BOX DOUBLE DOOR | TRAULSEN H | AHT232WUT | FACILITIES | BOTH | E10 | E1010 | E1010910 | CNRSE | CNRSE ST-FAC
MYP-338-OIE-01 | MAYPOR-338 | DISHWASHER MAIN SCULLERY | INSINGER | INSINGER SUPER 106-2 RPW, 330 RACK/HR CONVEYOR DIS | FACILITIES | BOTH | E10 | E1010 | E1010999 | CNRSE | CNRSE ST-FAC
MYP-338-OIE-02 | MAYPOR-338 | DISHWASHER MAIN SCULLERY | Unknown | Unknown | FACILITIES | BOTH | E10 | E1010 | E1010999 | CNRSE | CNRSE ST-FAC
MYP-338-OIE-03 | MAYPOR-338 | PARENT GALLEY CONVECTION OVEN | Unknown | Unknown | FACILITIES | CIMU | E10 | E1010 | E1010999 | CNRSE | CNRSE ST-FAC
MYP-338-OIE-04 | MAYPOR-338 | GALLEY CONVECTION OVEN #1 | Unknown | Unknown | FACILITIES | BOTH | E10 | E1010 | E1010999 | CNRSE | CNRSE ST-FAC
MYP-338-OIE-05 | MAYPOR-338 | GALLEY CONVECTION OVEN #2 | Unknown | Unknown | FACILITIES | BOTH | E10 | E1010 | E1010999 | CNRSE | CNRSE ST-FAC
MYP-338-OIE-06 | MAYPOR-338 | GALLEY CONVECTION OVEN #3 | Unknown | Unknown | FACILITIES | BOTH | E10 | E1010 | E1010999 | CNRSE | CNRSE ST-FAC
MYP-338-OIE-07 | MAYPOR-338 | GALLEY CONVECTION OVEN #4 | Unknown | Unknown | FACILITIES | BOTH | E10 | E1010 | E1010999 | CNRSE | CNRSE ST-FAC
MYP-338-OIE-08 | MAYPOR-338 | GALLEY CONVECTION OVEN #5 | Unknown | Unknown | FACILITIES | BOTH | E10 | E1010 | E1010999 | CNRSE | CNRSE ST-FAC
MYP-338-OIE-09 | MAYPOR-338 | GALLEY CONVECTION OVEN #6 | Unknown | Unknown | FACILITIES | BOTH | E10 | E1010 | E1010999 | CNRSE | CNRSE ST-FAC
MYP-338-OIE-10 | MAYPOR-338 | GALLEY CONVECTION OVEN #7 | Unknown | Unknown | FACILITIES | BOTH | E10 | E1010 | E1010999 | CNRSE | CNRSE ST-FAC
MYP-338-OIE-11 | MAYPOR-338 | GALLEY CONVECTION OVEN #8 | Unknown | Unknown | FACILITIES | BOTH | E10 | E1010 | E1010999 | CNRSE | CNRSE ST-FAC
MYP-338-OIE-12 | MAYPOR-338 | GALLEY CONVECTION OVEN #9 | Unknown | Unknown | FACILITIES | BOTH | E10 | E1010 | E1010999 | CNRSE | CNRSE ST-FAC
MYP-338-OIE-13 | MAYPOR-338 | GALLEY CONVECTION OVEN #10 | Unknown | Unknown | FACILITIES | BOTH | E10 | E1010 | E1010999 | CNRSE | CNRSE ST-FAC
MYP-338-OIE-14 | MAYPOR-338 | GALLEY- GRILL TOP ELECTRIC, MAIN LINE 1 | Unknown | Unknown | FACILITIES | BOTH | E10 | E1010 | E1010999 | CNRSE | CNRSE ST-FAC
MYP-338-OIE-15 | MAYPOR-338 | GALLEY- GRILL TOP ELECTRIC, SPEED LINE 2 | Unknown | Unknown | FACILITIES | BOTH | E10 | E1010 | E1010999 | CNRSE | CNRSE ST-FAC
CNRSE ST-FAC
CNRSE ST-FAC

## J1502000-13 HVAC
ASSETNUM | LOCATION | DESCRIPTION | MANUFACTURER | MODEL | ASSETTYPE | INVENTORYCATEGORY | MASTERSYSTEM | SYSTEM | SUBSYSTEM | CUSTOMER | FUND SOURCE
MYP-2505-CDU-01 | MAYPOR-2505 | CONDENSOR UNIT | LENNOX | XP21-036-230-06 | FACILITIES | BOTH | D30 | D3030 | D3030221 | B2505 USFFC | B2505 USFFC
MYP-2505-CDU-02 | MAYPOR-2505 | CONDENSER | HEATCRAFT | LCV8211009-2C | FACILITIES | BOTH | D30 | D3030 | D3030221 | B2505 USFFC | B2505 USFFC
MYP-2505-CDU-03 | MAYPOR-2505 | CONDENSER | HEATCRAFT | FCB5SM | FACILITIES | BOTH | D30 | D3030 | D3030901 | B2505 USFFC | B2505 USFFC
MYP-2505-CDU-04 | MAYPOR-2505 | CONDENSING UNIT | HEATCRAFT | FCB5SM | FACILITIES | BOTH | E10 | E1010 | E1010220 | B2505 USFFC | B2505 USFFC
MYP-2505-CDU-05 | MAYPOR-2505 | CONDENSER | HEATCRAFT | FCB5SM | FACILITIES | BOTH | E10 | E1010 | E1010220 | B2505 USFFC | B2505 USFFC
MP-1554-CDX-01 | MAYPOR-1554 | Chiller, Reciprocating, Air Cooled, 20 TN | TRANE | CGAM 30 | FACILITIES | BOTH | D30 | D3030 | D3030135 | CNRSE | CNRSE ST-FAC
MTP-1571-WAC-03 | MAYPOR-1571 | THRU WALL AC UNIT | BARD | W6A1A-COZBXAX3 | FACILITIES | BOTH | D30 | D3050 | D3050255 | CNRSE | CNRSE ST-FAC
MYP-1264-CDX-01 | MAYPOR-1264 | DX CONDENSER, AIR COOLED | CARRIER | 38APS05055A28080 | FACILITIES | BOTH | D30 | D3030 | D3030901 | CNRSE | CNRSE ST-FAC
MYP-1264-CID-01 | MAYPOR-1264 | HVAC CONTROLS, ELECTRIC, DIGITAL VFD (20) HP | DANFOSS | 174L1113 | FACILITIES | BOTH | D30 | D3060 | D3060901 | CNRSE | CNRSE ST-FAC
MYP-1264-SSP-01 | MAYPOR-1264 | DX AIR HANDLING UNIT | CARRIER | 39MN36D021NT713XPS | FACILITIES | BOTH | D30 | D3040 | D3040905 | CNRSE | CNRSE ST-FAC
MYP-1300-WAC-01 | MAYPOR-1300 | THRU-WALL A/C UNIT, 2 TON | GE | NAME PLATE COVERED | FACILITIES | BOTH | D30 | D3050 | D3050255 | CNRSE | CNRSE ST-FAC
MYP-1320-TPR-01 | MAYPOR-1320 | ROOFTOP A/C 5 TON | TRANE | WSC060E3R0A110002000000 | FACILITIES | BOTH | D30 | D3050 | D3050175 | CNRSE | CNRSE ST-FAC
MYP-1320-TPR-02 | MAYPOR-1320 | ROOFTOP A/C ( 5 TON) | TRANE | WSC060E3R0A110002000000 | FACILITIES | BOTH | D30 | D3050 | D3050175 | CNRSE | CNRSE ST-FAC
MYP-1320-TPR-03 | MAYPOR-1320 | ROOFTOP A/C (7.5 TON ) | TRANE | WSC090EE3R0A09000020000000D | FACILITIES | BOTH | D30 | D3050 | D3050175 | CNRSE | CNRSE ST-FAC
MYP-1326-CDX-01 | MAYPOR-1326 | DX CONDENSER, AIR COOLED | Unknown | 38AUQA16A0B5A0A0A0 | FACILITIES | BOTH | D30 | D3030 | D3030901 | CNRSE | CNRSE ST-FAC
MYP-1326-CDX-02 | MAYPOR-1326 | DX CONDENSER, AIR COOLED | Unknown | 25HBC360A30018 | FACILITIES | BOTH | D30 | D3030 | D3030901 | CNRSE | CNRSE ST-FAC
MYP-1326-SDH-01 | MAYPOR-1326 | SPLIT SYSTEM HEAT PUMP , OUTDOOR UNIT | Unknown | Unknown | FACILITIES | BOTH | D30 | D3030 | D3030224 | CNRSE | CNRSE ST-FAC
MYP-1326-SDH-02 | MAYPOR-1326 | SPLIT SYSTEM HEAT PUMP , OUTDOOR UNIT | Unknown | Unknown | FACILITIES | BOTH | D30 | D3030 | D3030224 | CNRSE | CNRSE ST-FAC
MYP-1326-SSP-01 | MAYPOR-1326 | DX AIR HANDLING UNIT | CARRIER | FV4CNB006 | FACILITIES | BOTH | D30 | D3040 | D3040905 | CNRSE | CNRSE ST-FAC
MYP-1326-SSP-02 | MAYPOR-1326 | DX AIR HANDLING UNIT | CARRIER | 40RUQA16A2A6A0A0A0 | FACILITIES | BOTH | D30 | D3040 | D3040905 | CNRSE | CNRSE ST-FAC
MYP-1333-AHC-01 | MAYPOR-1333 | AIR HANDLING UNIT, CENTRAL STATION, 5 TON | TRANE | BCHD054B2G0A2MA4G000000B01 | FACILITIES | BOTH | D30 | D3040 | D3040110 | CNRSE | CNRSE ST-FAC
MYP-1333-AHC-02 | MAYPOR-1333 | AIR HANDLING UNIT, CENTRAL STATION, 5 TON | TRANE | BCHD054B2G0A1GA4G000000B01 | FACILITIES | BOTH | D30 | D3040 | D3040110 | CNRSE | CNRSE ST-FAC
MYP-1333-AHC-03 | MAYPOR-1333 | AIR HANDLING UNIT, CENTRAL STATION, 5 TON | TRANE | BCHD054B2G0A1GA4G000000B01 | FACILITIES | BOTH | D30 | D3040 | D3040110 | CNRSE | CNRSE ST-FAC
MYP-1333-AHC-04 | MAYPOR-1333 | AIR HANDLING UNIT, CENTRAL STATION, 5 TON | TRANE | BCHD054B2G0A1GA4G000000B01 | FACILITIES | BOTH | D30 | D3040 | D3040110 | CNRSE | CNRSE ST-FAC
MYP-1333-AHC-05 | MAYPOR-1333 | AIR HANDLING UNIT, CENTRAL STATION, 5 TON | TRANE | BCHD054B2G0A1GA4G000000B01 | FACILITIES | BOTH | D30 | D3040 | D3040110 | CNRSE | CNRSE ST-FAC
MYP-1333-CPS-01 | MAYPOR-1333 | CIRCULATING PUMP, END SUCTION, 1 HP | BELL AND GOSSETT | 6088 | FACILITIES | BOTH | D30 | D3040 | D3040330 | CNRSE | CNRSE ST-FAC
MYP-1333-CPS-02 | MAYPOR-1333 | CIRCULATING PUMP, END SUCTION, 1 HP | Unknown | NO NAME PLATE | FACILITIES | BOTH | D30 | D3040 | D3040330 | CNRSE | CNRSE ST-FAC
MYP-1333-CRA-01 | MAYPOR-1333 | CHILLER, SCROLL, AIR COOLED, 26 TON | TRANE | CGAM026A2P03AXB2A1A1A1DXXA1D1A4XXXXXXB1A3X1D1XXLXX | FACILITIES | BOTH | D30 | D3030 | D3030120 | CNRSE | CNRSE ST-FAC
MYP-1333-SDH-00 | MAYPOR-1333 | SPLIT SYSTEM OUTDOOR UNIT HEAT PUMP, 3 TON | Unknown | Unknown | FACILITIES | BOTH | D30 | D3030 | D3030224 | CNRSE | CNRSE ST-FAC
MYP-1335-CDX-01 | MAYPOR-1335 | DX: CONDENSER, AIR COOLED | Unknown | PH13NR060-K | FACILITIES | BOTH | D30 | D3030 | D3030901 | CNRSE | CNRSE ST-FAC
MYP-1335-SDH-01 | MAYPOR-1335 | Air Handling Unit, Central Station, 2000 CFM | Unknown | Unknown | FACILITIES | BOTH | D30 | D3030 | D3030224 | CNRSE | CNRSE ST-FAC
MYP-1335-SSP-01 | MAYPOR-1335 | DX AIR HANDLING UNIT | Unknown | FB44NF060 | FACILITIES | BOTH | D30 | D3040 | D3040905 | CNRSE | CNRSE ST-FAC
MYP-1338-AHC-00 | MAYPOR-1338 | COMPUTER RM SPLIT SYS. AH | MITSUBISHI | PKA-A36KA7 | FACILITIES | BOTH | D30 | D3050 | D3050185 | CNRSE | CNRSE ST-FAC
MYP-1338-AHC-01 | MAYPOR-1338 | COMPUTER RM SPLIT SYS. AH | MITSUBISHI | PKA-A24KA7 | FACILITIES | BOTH | D30 | D3050 | D3050185 | CNRSE | CNRSE ST-FAC
MYP-1338-AHC-02 | MAYPOR-1338 | COMPUTER RM SPLIT SYS. AH | MITSUBISHI | Unknown | FACILITIES | BOTH | D30 | D3050 | D3050185 | CNRSE | CNRSE ST-FAC
MYP-1338-AHC-03 | MAYPOR-1338 | COMPUTER RM SPLIT SYS. AH | MITSUBISHI | PKA-A24KA7 | FACILITIES | BOTH | D30 | D3050 | D3050185 | CNRSE | CNRSE ST-FAC
MYP-1338-AHC-04 | MAYPOR-1338 | COMPUTER RM SPLIT SYS. AH | MITSUBISHI | Unknown | FACILITIES | BOTH | D30 | D3050 | D3050185 | CNRSE | CNRSE ST-FAC
MYP-1338-AHC-05 | MAYPOR-1338 | COMPUTER RM SPLIT SYS. AH | COMPU-AIRE INC | ACC-1734 | FACILITIES | BOTH | D30 | D3050 | D3050185 | CNRSE | CNRSE ST-FAC
MYP-1338-AHC-06 | MAYPOR-1338 | COMPUTOR RM SPLIT SYS. AH | COMPU-AIRE INC | Unknown | FACILITIES | BOTH | D30 | D3050 | D3050185 | CNRSE | CNRSE ST-FAC
MYP-1338-CCU-00 | MAYPOR-1338 | COMPUTRR RM SPLIT SYS. CONDENSER | COMPU-AIRE INC | ACC-1734 | FACILITIES | BOTH | D30 | D3050 | D3050170 | CNRSE | CNRSE ST-FAC
MYP-1338-CCU-01 | MAYPOR-1338 | COMPUTER RM SPLIT SYS. CONDENSER | COMPU-AIRE INC | Unknown | FACILITIES | BOTH | D30 | D3050 | D3050170 | CNRSE | CNRSE ST-FAC
MYP-1338-CPS-00 | MAYPOR-1338 | HOT WATER PUMP | PRICE | SDV5 | FACILITIES | BOTH | D30 | D3040 | D3040312 | CNRSE | CNRSE ST-FAC
MYP-1338-CPS-01 | MAYPOR-1338 | HOT WATER PUMP | PRICE | SDV5 | FACILITIES | BOTH | D30 | D3040 | D3040312 | CNRSE | CNRSE ST-FAC
MYP-1338-RHW-00 | MAYPOR-1338 | ROOFTOP AC HOT WATER HEAT CONDENSER | TRANE | YCH600BR4RY9D4N85000D000HHB02L00T50000000 | FACILITIES | BOTH | D30 | D3050 | D3050178 | CNRSE | CNRSE ST-FAC
MYP-1338-SDI-00 | MAYPOR-1338 | MINI SPLIT RM AC CONDENSER | MITSUBISHI | PUY-A36NKA7-BS | FACILITIES | BOTH | D30 | D3050 | D3050170 | CNRSE | CNRSE ST-FAC
MYP-1338-SDI-01 | MAYPOR-1338 | MINI SPLIT RM AC CONDENSER | MITSUBISHI | PUY-A24NHA7-BS | FACILITIES | BOTH | D30 | D3050 | D3050170 | CNRSE | CNRSE ST-FAC
MYP-1338-SDI-02 | MAYPOR-1338 | MINI SPLIT RM AC CONDENSER | MITSUBISHI | NTYSST18A112AA | FACILITIES | BOTH | D30 | D3050 | D3050170 | CNRSE | CNRSE ST-FAC
MYP-1338-SDI-03 | MAYPOR-1338 | MINI SPLIT RM AC CONDENSER | MITSUBISHI | PUY-A36NKA7-BS | FACILITIES | BOTH | D30 | D3050 | D3050170 | CNRSE | CNRSE ST-FAC
MYP-1338-SDI-04 | MAYPOR-1338 | MINI SPLIT RM AC CONDENSER | MITSUBISHI | NTYSST24A112AA | FACILITIES | BOTH | D30 | D3050 | D3050170 | CNRSE | CNRSE ST-FAC
MYP-1338-VAT-00 | MAYPOR-1338 | VAV TERMINAL, COOL ONLY, 500 CFM | PRICE | PRICE SDV5 | FACILITIES | BOTH | D30 | D3040 | D3040132 | CNRSE | CNRSE ST-FAC
MYP-1338-VAT-01 | MAYPOR-1338 | VAV TERMINAL, COOL ONLY, 500 CFM | PRICE | SDV5 | FACILITIES | BOTH | D30 | D3040 | D3040132 | CNRSE | CNRSE ST-FAC
MYP-1338-VAT-02 | MAYPOR-1338 | VAV TERMINAL, COOL ONLY, 500 CFM | PRICE | SDV5 | FACILITIES | BOTH | D30 | D3040 | D3040132 | CNRSE | CNRSE ST-FAC
MYP-1338-VAT-03 | MAYPOR-1338 | VAV TERMINAL, COOL ONLY, 500 CFM | PRICE | SDV5 | FACILITIES | BOTH | D30 | D3040 | D3040132 | CNRSE | CNRSE ST-FAC
MYP-1338-VAT-04 | MAYPOR-1338 | VAV TERMINAL, COOL ONLY, 500 CFM | PRICE | SDV5 | FACILITIES | BOTH | D30 | D3040 | D3040132 | CNRSE | CNRSE ST-FAC
MYP-1338-VAT-05 | MAYPOR-1338 | VAV TERMINAL, COOL ONLY, 500 CFM | PRICE | SDV5 | FACILITIES | BOTH | D30 | D3040 | D3040132 | CNRSE | CNRSE ST-FAC
MYP-1338-VAT-06 | MAYPOR-1338 | VAV TERMINAL, COOL ONLY, 500 CFM | PRICE | SDV5 | FACILITIES | BOTH | D30 | D3040 | D3040132 | CNRSE | CNRSE ST-FAC
MYP-1338-VAT-07 | MAYPOR-1338 | VAV TERMINAL, COOL ONLY, 500 CFM | PRICE | SDV5 | FACILITIES | BOTH | D30 | D3040 | D3040132 | CNRSE | CNRSE ST-FAC
MYP-1338-VAT-08 | MAYPOR-1338 | VAV TERMINAL, COOL ONLY, 500 CFM | PRICE | SDV5 | FACILITIES | BOTH | D30 | D3040 | D3040132 | CNRSE | CNRSE ST-FAC
MYP-1338-VAT-09 | MAYPOR-1338 | VAV TERMINAL, COOL ONLY, 500 CFM | PRICE | SDV5 | FACILITIES | BOTH | D30 | D3040 | D3040132 | CNRSE | CNRSE ST-FAC
MYP-1343-AHC-02 | MAYPOR-1343 | CW AIR HANDLING UNIT | TRANE | : CSAA030UAL00 | FACILITIES | BOTH | D30 | D3040 | D3040110 | CNRSE | CNRSE ST-FAC
MYP-1343-CDX-01 | MAYPOR-1343 | CONDENSER, DX, AIR COOLED, 3.5 TON | GOODMAN | GSH130421AE | FACILITIES | BOTH | D30 | D3030 | D3030901 | CNRSE | CNRSE ST-FAC
MYP-1343-CID-01 | MAYPOR-1343 | HVAC CONTROLS, ELECTRIC, DIGITAL VFD (20) HP | DANFOSS | 177U9546 | FACILITIES | BOTH | D30 | D3060 | D3060901 | CNRSE | CNRSE ST-FAC
MYP-1343-CPS-01 | MAYPOR-1343 | HW CIRCULATING PUMP | BELL AND GOSSETT | NOT LEGIBLE | FACILITIES | BOTH | D30 | D3040 | D3040330 | CNRSE | CNRSE ST-FAC
MYP-1343-CPS-03 | MAYPOR-1343 | CW CIRCULATING PUMP 5 HP | ARMSTRONG | TRN4392 | FACILITIES | BOTH | D30 | D3040 | D3040330 | CNRSE | CNRSE ST-FAC
MYP-1343-CRA-01 | MAYPOR-1343 | CHILLER, RECIP, AIR COOLED, 60 TON | TRANE | CGAM052F2W02AXB2A1A1A1JXXA1C1A4XXX8B1A1A3A1D1XXLXX | FACILITIES | BOTH | D30 | D3030 | D3030135 | CNRSE | CNRSE ST-FAC
MYP-1343-PTA-01 | MAYPOR-1343 | PACKAGE TERMINAL A/C 1.5 TON (PTAC) | AMANA | PTH153G50CXXXCA | FACILITIES | BOTH | D30 | D3050 | D3050330 | CNRSE | CNRSE ST-FAC
MYP-1343-PTA-02 | MAYPOR-1343 | PACKAGE TERMINAL A/C 1.5 TON (PTAC) | Unknown | STS12-103C | FACILITIES | BOTH | D30 | D3050 | D3050330 | CNRSE | CNRSE ST-FAC
MYP-1343-SDI-01 | MAYPOR-1343 | SPLIT DUCTLESS SYSTEM, INDOOR UNIT | FUJITSU | ASU18RLQ | FACILITIES | BOTH | D30 | D3040 | D3040904 | CNRSE | CNRSE ST-FAC
MYP-1343-SDI-02 | MAYPOR-1343 | SPLIT DUCTLESS SYSTEM, INDOOR UNIT | EMI | WHP12D060AA000C | FACILITIES | BOTH | D30 | D3040 | D3040904 | CNRSE | CNRSE ST-FAC
MYP-1343-SDI-03 | MAYPOR-1343 | SPLIT DUCTLESS SYSTEM, INDOOR UNIT | MITSUBISHI | MSZ-A24NA | FACILITIES | BOTH | D30 | D3040 | D3040904 | CNRSE | CNRSE ST-FAC
MYP-1343-SDI-04 | MAYPOR-1343 | SPLIT DUCTLESS SYSTEM, INDOOR UNIT | Unknown | Unknown | FACILITIES | BOTH | D30 | D3040 | D3040904 | CNRSE | CNRSE ST-FAC
MYP-1343-SDI-05 | MAYPOR-1343 | SPLIT DUCTLESS SYSTEM, INDOOR UNIT - 1 TON | MITSUBISHI | MSZ-HM12NA | FACILITIES | BOTH | D30 | D3040 | D3040904 | CNRSE | CNRSE ST-FAC
MYP-1343-SDO-01 | MAYPOR-1343 | SPLIT DUCTLESS SYSTEM, OUTDOOR UNIT | FUJITSU | AOU18RLQ | FACILITIES | BOTH | D30 | D3030 | D3030223 | CNRSE | CNRSE ST-FAC
MYP-1343-SDO-02 | MAYPOR-1343 | SPLIT DUCTLESS SYSTEM, OUTDOOR UNIT | EMI | SHC09DA0000AADA | FACILITIES | BOTH | D30 | D3030 | D3030223 | CNRSE | CNRSE ST-FAC
MYP-1343-SDO-03 | MAYPOR-1343 | SPLIT DUCTLESS OUTDOOR UNIT, 1 TON | MITSUBISHI | MUZ-HM12NA | FACILITIES | BOTH | D30 | D3030 | D3030223 | CNRSE | CNRSE ST-FAC
MYP-1343-SDS-00 | MAYPOR-1343 | SPLIT DUCTLESS HEAT PUMP, OUTDOOR UNIT 2 TON | MITSUBISHI | MUZ-A24NA | FACILITIES | BOTH | D30 | D3030 | D3030225 | CNRSE | CNRSE ST-FAC
MYP-1343-SSP-01 | MAYPOR-1343 | DX AIR HANDLING UNIT | EMI | CAH48D8000D | FACILITIES | BOTH | D30 | D3040 | D3040905 | CNRSE | CNRSE ST-FAC
MYP-1348-CDX-01 | MAYPOR-1348 | DX CONDENSER, AIR COOLED | TRANE | 4TWB030G1000BA | FACILITIES | BOTH | D30 | D3030 | D3030901 | CNRSE | CNRSE ST-FAC
MYP-1348-SDI-01 | MAYPOR-1348 | DX AIR HANDLING UNIT | TRANE | GAM5B0B30M21SBA | FACILITIES | BOTH | D30 | D3040 | D3040905 | CNRSE | CNRSE ST-FAC
MYP-1348-SDI-02 | MAYPOR-1348 | SPLIT DUCTLESS SYSTEM, INDOOR UNIT - 1.5 TON | GREE | LIV509HP230V1BH | FACILITIES | BOTH | D30 | D3040 | D3040905 | CNRSE | CNRSE ST-FAC
MYP-1348-SDO-01 | MAYPOR-1348 | SPLIT SYSTEM OUTDOOR UNIT HEAT PUMP, 1.5 TON | GREE | LIV509HP230V1BO | FACILITIES | BOTH | D30 | D3030 | D3030223 | CNRSE | CNRSE ST-FAC
MYP-1348-WHP-01 | MAYPOR-1348 | THRU-WALL HEAT PUMP | AMANA | PTC123G35CXXXAB | FACILITIES | BOTH | D30 | D3050 | D3050260 | CNRSE | CNRSE ST-FAC
MYP-1358-CDX-03 | MAYPOR-1358 | DX: CONDENSER, AIR COOLED 4 TON | CARRIER | 25CHE448A500 | FACILITIES | BOTH | D30 | D3030 | D3030901 | CNRSE | CNRSE ST-FAC
MYP-1358-CDX-04 | MAYPOR-1358 | CONDENSER, DX, AIR COOLED | GOODMAN | GLZS4BA2410AA | FACILITIES | BOTH | D30 | D3030 | D3030901 | CNRSE | CNRSE ST-FAC
MYP-1358-CDX-05 | MAYPOR-1358 | CONDENSER, DX, AIR COOLED | GOODMAN | 6LZS4BA4810AA | FACILITIES | BOTH | D30 | D3030 | D3030901 | CNRSE | CNRSE ST-FAC
MYP-1358-SSP-01 | MAYPOR-1358 | DX AIR HANDLING UNITS | CARRIER | FB4CNP048 | FACILITIES | BOTH | D30 | D3040 | D3040905 | CNRSE | CNRSE ST-FAC
MYP-1358-SSP-04 | MAYPOR-1358 | SPLIT SYSTEM HEATPUMP, INDOOR UNIT | GOODMAN | AMST24BU1300AA | FACILITIES | BOTH | D30 | D3040 | D3040905 | CNRSE | CNRSE ST-FAC
MYP-1358-SSP-05 | MAYPOR-1358 | SPLIT SYSTEM HEATPUMP, INDOOR UNIT | GOODMAN | AMST48CUI300AA | FACILITIES | BOTH | D30 | D3040 | D3040905 | CNRSE | CNRSE ST-FAC
MYP-1375-CDX-02 | MAYPOR-1375 | CONDENSER, DX, AIR COOLED, 3 TON | GRAND AIRE | W4H5S36AKAAAABAA | FACILITIES | BOTH | D30 | D3030 | D3030901 | CNRSE | CNRSE ST-FAC
MYP-1375-SSP-01 | MAYPOR-1375 | DX AIR HANDLING UNIT | LIEBERT CORP M | CU 067A-C00 | FACILITIES | BOTH | D30 | D3040 | D3040905 | CNRSE | CNRSE ST-FAC
MYP-1380-SDH-01 | MAYPOR-1380 | SPLIT SYSTEM HEAT PUMP , OUTDOOR UNIT (4 TON) | CARRIER | 38YH04851DOL | FACILITIES | BOTH | D30 | D3030 | D3030224 | CNRSE | CNRSE ST-FAC
MYP-1380-SDH-02 | MAYPOR-1380 | SPLIT SYSTEM HEAT PUMP , OUTDOOR UNIT 8 TON) | LIEBERT CORP M | TCDV205-AS4322 | FACILITIES | BOTH | D30 | D3030 | D3030224 | CNRSE | CNRSE ST-FAC
MYP-1380-SDH-03 | MAYPOR-1380 | DX heat pump condenser , OUTDOOR UNIT 4 TON) | GOODMAN | GSZ140481KF | FACILITIES | BOTH | D30 | D3030 | D3030224 | CNRSE | CNRSE ST-FAC
MYP-1380-SSP-01 | MAYPOR-1380 | SPLIT SYSTEM HEAT PUMP, INDOOR UNIT (4 TON) | GOODMAN | ARUF486016BA | FACILITIES | BOTH | D30 | D3040 | D3040905 | CNRSE | CNRSE ST-FAC
MYP-1388-AHC-01 | MAYPOR-1388 | HW/CW AIR HANDLER | DAIKIN | CAH016GDDM | FACILITIES | BOTH | D30 | D3040 | D3040110 | CNRSE | CNRSE ST-FAC
MYP-1388-AHC-02 | MAYPOR-1388 | CW AIR HANDLING UNIT | TRANE | CSAA026UAL00 | FACILITIES | BOTH | D30 | D3040 | D3040110 | CNRSE | CNRSE ST-FAC
MYP-1388-CCU-01 | MAYPOR-1388 | CW COMPUTER ROOM COOLING UNIT, PRIMARY | DATA AIRE | GFCD-06332 | FACILITIES | BOTH | D30 | D3050 | D3050185 | CNRSE | CNRSE ST-FAC
MYP-1388-CCU-02 | MAYPOR-1388 | DX COMPUTER ROOM COOLING UNIT, BACK-UP | DATA AIRE | GFAD-05632 | FACILITIES | BOTH | D30 | D3050 | D3050185 | CNRSE | CNRSE ST-FAC
MYP-1388-CDX-01 | MAYPOR-1388 | DX: CONDENSER, AIR COOLED | RHEEM | RPKA-024JAZ | FACILITIES | BOTH | D30 | D3030 | D3030901 | CNRSE | CNRSE ST-FAC
MYP-1388-CDX-03 | MAYPOR-1388 | DX CONDENSER, AIR COOLED, CRAC, BACK-UP | DATA AIRE | DARC-2432 | FACILITIES | BOTH | D30 | D3030 | D3030901 | CNRSE | CNRSE ST-FAC
MYP-1388-CID-01 | MAYPOR-1388 | HVAC CONTROLS, ELECTRIC, DIGITAL VFD (10) HP | ABB | HVAC | FACILITIES | BOTH | D30 | D3060 | D3060901 | CNRSE | CNRSE ST-FAC
MYP-1388-CPS-01 | MAYPOR-1388 | HW PUMP, O.75HP, BOILER | TACO | NO NAME PLATE | FACILITIES | BOTH | D30 | D3040 | D3040330 | CNRSE | CNRSE ST-FAC
MYP-1388-CPS-02 | MAYPOR-1388 | CW: CIRCULATING PUMP, 1.5HP, CHILLER | Unknown | NO NAME PLATE | FACILITIES | BOTH | D30 | D3040 | D3040330 | CNRSE | CNRSE ST-FAC
MYP-1388-CPS-03 | MAYPOR-1388 | CW: CIRCULATING PUMP, O.75HP | BELL AND GOSSETT | NO NAME PLATE | FACILITIES | BOTH | D30 | D3040 | D3040330 | CNRSE | CNRSE ST-FAC
MYP-1388-CPS-04 | MAYPOR-1388 | CW: CIRCULATING PUMP, 1.5HP | BELL AND GOSSETT | NO NAME PLATE | FACILITIES | BOTH | D30 | D3040 | D3040330 | CNRSE | CNRSE ST-FAC
MYP-1388-CPS-05 | MAYPOR-1388 | CIRCULATING PUMP, 7.5HP, COOLING TOWER | TACO | NO NAME PLATE | FACILITIES | BOTH | D30 | D3040 | D3040330 | CNRSE | CNRSE ST-FAC
MYP-1388-CRA-01 | MAYPOR-1388 | CHILLER, AIR COOLED | TRANE | CGAM060F2P02AXB2A1A1A1JXXA1C1A4XXX8BXAXA3A1D1XXLXX | FACILITIES | BOTH | D30 | D3030 | D3030135 | CNRSE | CNRSE ST-FAC
MYP-1388-CRW-01 | MAYPOR-1388 | CHILLER #1 | CARRIER | 30HK-040-A500 | FACILITIES | BOTH | D30 | D3030 | D3030130 | CNRSE | CNRSE ST-FAC
MYP-1388-CRW-02 | MAYPOR-1388 | CHILLER #2 | CARRIER | 30HK-040-A500 | FACILITIES | BOTH | D30 | D3030 | D3030130 | CNRSE | CNRSE ST-FAC
MYP-1388-CTS-01 | MAYPOR-1388 | COOLING TOWER | MARLEY | NC-228629-A1 | FACILITIES | BOTH | D30 | D3030 | D3030330 | CNRSE | CNRSE ST-FAC
MYP-1388-ERW-01 | MAYPOR-1388 | ENERGY RECOVERY UNIT | MITSUBISHI | LGH-F600RX5-E1 | FACILITIES | BOTH | D30 | D3090 | D3090220 | CNRSE | CNRSE ST-FAC
MYP-1388-FCD-01 | MAYPOR-1388 | HW FAN COIL UNIT | INTERNATIONAL ENVIRONMENTAL CORP | HPY0 XXXC2 L6 CXX | FACILITIES | BOTH | D30 | D3040 | D3040124 | CNRSE | CNRSE ST-FAC
MYP-1388-SDI-01 | MAYPOR-1388 | SPLIT DUCTLESS SYSTEM, INDOOR UNIT | MODINE | SSH-36 | FACILITIES | BOTH | D30 | D3040 | D3040904 | CNRSE | CNRSE ST-FAC
MYP-1388-SDI-03 | MAYPOR-1388 | SPLIT DUCTLESS SYSTEM, INDOOR UNIT | MITSUBISHI | PLA-A36BA4 | FACILITIES | BOTH | D30 | D3040 | D3040904 | CNRSE | CNRSE ST-FAC
MYP-1388-SDI-04 | MAYPOR-1388 | SPLIT DUCTLESS SYSTEM, INDOOR UNIT | MITSUBISHI | PLA-A30BA4 | FACILITIES | BOTH | D30 | D3040 | D3040904 | CNRSE | CNRSE ST-FAC
MYP-1388-SDI-05 | MAYPOR-1388 | SPLIT DUCTLESS SYSTEM, INDOOR UNIT | MITSUBISHI | PLA-A30BA4 | FACILITIES | BOTH | D30 | D3040 | D3040904 | CNRSE | CNRSE ST-FAC
MYP-1388-SDS-01 | MAYPOR-1388 | SPLIT DUCTLESS HEAT PUMP, OUTDOOR UNIT | YORK | YHE36B21HA | FACILITIES | BOTH | D30 | D3030 | D3030225 | CNRSE | CNRSE ST-FAC
MYP-1388-SDS-03 | MAYPOR-1388 | SPLIT DUCTLESS HEAT PUMP, OUTDOOR UNIT | MITSUBISHI | PUZ-A36NHA4 | FACILITIES | BOTH | D30 | D3030 | D3030225 | CNRSE | CNRSE ST-FAC
MYP-1388-SDS-04 | MAYPOR-1388 | SPLIT DUCTLESS HEAT PUMP, OUTDOOR UNIT | MITSUBISHI | PUZ-A36NHA4 | FACILITIES | BOTH | D30 | D3030 | D3030225 | CNRSE | CNRSE ST-FAC
MYP-1388-SDS-05 | MAYPOR-1388 | SPLIT DUCTLESS HEAT PUMP, OUTDOOR UNIT | MITSUBISHI | PUZ-A36NHA4 | FACILITIES | BOTH | D30 | D3030 | D3030225 | CNRSE | CNRSE ST-FAC
MYP-1388-SSP-01 | MAYPOR-1388 | DX AIR HANDLING UNIT | RHEEM | RBHA-14J05NUJAI | FACILITIES | BOTH | D30 | D3040 | D3040905 | CNRSE | CNRSE ST-FAC
MYP-1388-SSP-02 | MAYPOR-1388 | DX AIR HANDLING UNIT | RHEEM | RBHA-14J05NUJAI | FACILITIES | BOTH | D30 | D3040 | D3040905 | CNRSE | CNRSE ST-FAC
MYP-1388-VAT-01 | MAYPOR-1388 | VAV , W/HW COIL | TRANE | VCWF10000L0ENCLF00001L1W | FACILITIES | BOTH | D30 | D3040 | D3040132 | CNRSE | CNRSE ST-FAC
MYP-1388-VAT-02 | MAYPOR-1388 | VAV | TEMPMASTER | V3 D NONE | FACILITIES | BOTH | D30 | D3040 | D3040132 | CNRSE | CNRSE ST-FAC
MYP-1391-ADX-01 | MAYPOR-1391 | DX Straight With Heat AHU For - Pool Dehumidifier | Unknown | Unknown | FACILITIES | BOTH | D30 | D3040 | D3040903 | CNRSE | CNRSE ST-FAC
MYP-1391-ADX-02 | MAYPOR-1391 | DX Straight Cool Air Handling Unit with heat | Unknown | Unknown | FACILITIES | BOTH | D30 | D3040 | D3040903 | CNRSE | CNRSE ST-FAC
MYP-1391-AHC-01 | MAYPOR-1391 | AIR HANDLING UNITS OAU-2 | TRANE | CSAA012UAC00 | FACILITIES | BOTH | D30 | D3040 | D3040110 | CNRSE | CNRSE ST-FAC
MYP-1391-AHC-02 | MAYPOR-1391 | AIR HANDLING UNITS, ARU-2 | REZNOR | GIDMH-65 | FACILITIES | BOTH | D30 | D3040 | D3040110 | CNRSE | CNRSE ST-FAC
MYP-1391-AHC-03 | MAYPOR-1391 | AIR HANDLING UNITS ARU-1 | REZNOR | GIDMH-65 | FACILITIES | BOTH | D30 | D3040 | D3040110 | CNRSE | CNRSE ST-FAC
MYP-1391-AHC-04 | MAYPOR-1391 | AIR HANDLING UNITS OAU-1 | TRANE | CSAA030UAC00 | FACILITIES | BOTH | D30 | D3040 | D3040110 | CNRSE | CNRSE ST-FAC
MYP-1391-AHC-05 | MAYPOR-1391 | AIR HANDLING UNITS AHU-3 | TRANE | CSAA021UAC00 | FACILITIES | BOTH | D30 | D3040 | D3040110 | CNRSE | CNRSE ST-FAC
MYP-1391-AHC-06 | MAYPOR-1391 | AIR HANDLING UNITS AHU-2 | TRANE | CSAA021UAC00 | FACILITIES | BOTH | D30 | D3040 | D3040110 | CNRSE | CNRSE ST-FAC
MYP-1391-AHC-07 | MAYPOR-1391 | HW/CW AIR HANDLING UNIT AHU-1 | TRANE | CSAA030UAC00 | FACILITIES | BOTH | D30 | D3040 | D3040110 | CNRSE | CNRSE ST-FAC
MYP-1391-AHC-08 | MAYPOR-1391 | HW/CW AIR HANDLING UNIT AHU-1-OA | TRANE | CSAA014UAC00 | FACILITIES | BOTH | D30 | D3040 | D3040110 | CNRSE | CNRSE ST-FAC
MYP-1391-CDX-01 | MAYPOR-1391 | DX: CONDENSER, AIR COOLED | Unknown | KVG-604-9-4C-R410A | FACILITIES | BOTH | D30 | D3030 | D3030901 | CNRSE | CNRSE ST-FAC
MYP-1391-CDX-02 | MAYPOR-1391 | DX: CONDENSER, AIR COOLED | Unknown | KVG-604-9-4C-R410A | FACILITIES | BOTH | D30 | D3030 | D3030901 | CNRSE | CNRSE ST-FAC
MYP-1391-CID-01 | MAYPOR-1391 | HVAC CONTROLS, ELECTRIC, DIGITAL | TRANE | BMTX***** | FACILITIES | BOTH | D30 | D3060 | D3060901 | CNRSE | CNRSE ST-FAC
MYP-1391-CID-02 | MAYPOR-1391 | ELECTRIC, DIGITAL VFD | YASKAWA | CIPR-HV60U4052CVAA-AAAAHA-0166 | FACILITIES | BOTH | D30 | D3060 | D3060901 | CNRSE | CNRSE ST-FAC
MYP-1391-CID-03 | MAYPOR-1391 | ELECTRIC, DIGITAL VFD | YASKAWA | CIPR-HV60U4052CVAA-AAAAHA-0166 | FACILITIES | BOTH | D30 | D3060 | D3060901 | CNRSE | CNRSE ST-FAC
MYP-1391-CPS-01 | MAYPOR-1391 | HW CIRCULATING PUMP HWP-1 | BELL AND GOSSETT | 1510 BF 9.25 | FACILITIES | BOTH | D30 | D3040 | D3040330 | CNRSE | CNRSE ST-FAC
MYP-1391-CPS-02 | MAYPOR-1391 | HW CIRCULATING PUMP HWP-2 | BELL AND GOSSETT | 1510 BF 9.25 | FACILITIES | BOTH | D30 | D3040 | D3040330 | CNRSE | CNRSE ST-FAC
MYP-1391-CPS-03 | MAYPOR-1391 | CW CIRCULATING PUMP CWP-1 | BELL AND GOSSETT | 1531 BF 9.125 | FACILITIES | BOTH | D30 | D3040 | D3040330 | CNRSE | CNRSE ST-FAC
MYP-1391-CPS-04 | MAYPOR-1391 | CW CIRCULATING PUMP CWP-2 | BELL AND GOSSETT | 1531 BF 9.125 | FACILITIES | BOTH | D30 | D3040 | D3040330 | CNRSE | CNRSE ST-FAC
MYP-1391-CPS-05 | MAYPOR-1391 | CW CIRCULATING PUMP CHWP-1 | BELL AND GOSSETT | 1510 BF 6.75 | FACILITIES | BOTH | D30 | D3040 | D3040330 | CNRSE | CNRSE ST-FAC
MYP-1391-CPS-06 | MAYPOR-1391 | CW CIRCULATING PUMP CHWP-2 | BELL AND GOSSETT | 1510 BF 6.75 | FACILITIES | BOTH | D30 | D3040 | D3040330 | CNRSE | CNRSE ST-FAC
MYP-1391-CPS-07 | MAYPOR-1391 | CW CIRCULATING PUMP CHWSP-2 | BELL AND GOSSETT | 1510 BF 10.375 | FACILITIES | BOTH | D30 | D3040 | D3040330 | CNRSE | CNRSE ST-FAC
MYP-1391-CPS-08 | MAYPOR-1391 | CW CIRCULATING PUMP CHWSP-1 | BELL AND GOSSETT | 1510 BF 10.375 | FACILITIES | BOTH | D30 | D3040 | D3040330 | CNRSE | CNRSE ST-FAC
MYP-1391-CPS-09 | MAYPOR-1391 | HW CIRCULATING PUMP HWP-3 | BELL AND GOSSETT | 1510 BF 6.625 | FACILITIES | BOTH | D30 | D3040 | D3040330 | CNRSE | CNRSE ST-FAC
MYP-1391-CPS-10 | MAYPOR-1391 | HW CIRCULATING PUMP HWP-4 | BELL AND GOSSETT | 1510 BF 6.625 | FACILITIES | BOTH | D30 | D3040 | D3040330 | CNRSE | CNRSE ST-FAC
MYP-1391-CPS-11 | MAYPOR-1391 | HW CIRCULATING PUMP | BELL AND GOSSETT | 2X5.25 5.125BF | FACILITIES | BOTH | D30 | D3040 | D3040330 | CNRSE | CNRSE ST-FAC
MYP-1391-CPS-12 | MAYPOR-1391 | HW CIRCULATING PUMP | BELL AND GOSSETT | 612T 2X5.25 BF | FACILITIES | BOTH | D30 | D3040 | D3040330 | CNRSE | CNRSE ST-FAC
MYP-1391-CRA-01 | MAYPOR-1391 | CHILLER - 'J' ANNEX | TRANE | CUHE040FA5COPC0222539E5LBC00000000QA00050L60000002 | FACILITIES | BOTH | D30 | D3030 | D3030135 | CNRSE | CNRSE ST-FAC
MYP-1391-CTS-01 | MAYPOR-1391 | PACKAGED COOLING TOWER J-ANNEX | MARLEY | NC SERIES | FACILITIES | BOTH | D30 | D3030 | D3030330 | CNRSE | CNRSE ST-FAC
MYP-1391-DFC-01 | MAYPOR-1391 | FAN COIL UNIT | TRANE | FCCB0403JAE (PARTIAL-NOT LEGIBLE) | FACILITIES | BOTH | D30 | D3040 | D3040118 | CNRSE | CNRSE ST-FAC
MYP-1391-PMP-00 | MAYPOR-1391 | PUMP VFD PANELS | Unknown | Unknown | FACILITIES | BOTH | D30 | D3060 | D3060901 | CNRSE | CNRSE ST-FAC
MYP-1391-SDH-00 | MAYPOR-1391 | DX Ductless Heat Pump Air Handler | Unknown | Unknown | FACILITIES | BOTH | D30 | D3030 | D3030225 | CNRSE | CNRSE ST-FAC
MYP-1391-SDI-01 | MAYPOR-1391 | SPLIT DUCTLESS SYSTEM, INDOOR UNIT HP-2 | TRANE | 4MXW8518A1000AA | FACILITIES | BOTH | D30 | D3040 | D3040904 | CNRSE | CNRSE ST-FAC
MYP-1391-SDI-02 | MAYPOR-1391 | SPLIT DUCTLESS SYSTEM, INDOOR UNIT HP-1 | TRANE | 4MXW8524A1000AA | FACILITIES | BOTH | D30 | D3040 | D3040904 | CNRSE | CNRSE ST-FAC
MYP-1391-SDI-03 | MAYPOR-1391 | SPLIT DUCTLESS SYSTEM, INDOOR UNIT HP-3 | TRANE | 4MXW6518A10N0BA | FACILITIES | BOTH | D30 | D3040 | D3040904 | CNRSE | CNRSE ST-FAC
MYP-1391-SDS-01 | MAYPOR-1391 | SPLIT DUCTLESS HEAT PUMP, OUTDOOR UNIT CU-2 | TRANE | 4TXK8518A1000AA | FACILITIES | BOTH | D30 | D3030 | D3030225 | CNRSE | CNRSE ST-FAC
MYP-1391-SDS-02 | MAYPOR-1391 | SPLIT DUCTLESS HEAT PUMP, OUTDOOR UNIT CU-1 | TRANE | 4TXK8524A1000AA | FACILITIES | BOTH | D30 | D3030 | D3030225 | CNRSE | CNRSE ST-FAC
MYP-1391-SDS-03 | MAYPOR-1391 | SPLIT DUCTLESS HEAT PUMP, OUTDOOR UNIT CU-3 | TRANE | 4TXK6518A10N0BA | FACILITIES | BOTH | D30 | D3030 | D3030225 | CNRSE | CNRSE ST-FAC
MYP-1391-SSP-01 | MAYPOR-1391 | DX AIR HANDLING UNIT POSSITIVE DEHUMIDIFYING UNIT | Unknown | DSH-364-7 | FACILITIES | BOTH | D30 | D3040 | D3040905 | CNRSE | CNRSE ST-FAC
MYP-1391-SSP-02 | MAYPOR-1391 | DX AIR HANDLING UNIT POSSITIVE DEHUMIDIFYING UNIT | Unknown | DSH-364-7 | FACILITIES | BOTH | D30 | D3040 | D3040905 | CNRSE | CNRSE ST-FAC
MYP-1391-UHE-01 | MAYPOR-1391 | UNIT HEATERS, ELECTRIC | TRANE | Unknown | FACILITIES | BOTH | D30 | D3050 | D3050330 | CNRSE | CNRSE ST-FAC
MYP-1391-UHE-02 | MAYPOR-1391 | UNIT HEATERS, ELECTRIC | TRANE | Unknown | FACILITIES | BOTH | D30 | D3050 | D3050330 | CNRSE | CNRSE ST-FAC
MYP-1391-UHE-03 | MAYPOR-1391 | UNIT HEATERS, ELECTRIC | TRANE | Unknown | FACILITIES | BOTH | D30 | D3050 | D3050330 | CNRSE | CNRSE ST-FAC
MYP-1391-UHE-04 | MAYPOR-1391 | UNIT HEATERS, ELECTRIC | TRANE | Unknown | FACILITIES | BOTH | D30 | D3050 | D3050330 | CNRSE | CNRSE ST-FAC
MYP-1391-UHE-05 | MAYPOR-1391 | UNIT HEATERS, ELECTRIC | TRANE | Unknown | FACILITIES | BOTH | D30 | D3050 | D3050330 | CNRSE | CNRSE ST-FAC
MYP-1391-UHE-06 | MAYPOR-1391 | SAUNA HEATERS, ELECTRIC 1 OF 2 | TRANE | Unknown | FACILITIES | BOTH | D30 | D3020 | D3020999 | CNRSE | CNRSE ST-FAC
MYP-1391-UHE-07 | MAYPOR-1391 | SAUNA HEATERS, ELECTRIC 2 OF 2 | TRANE | Unknown | FACILITIES | BOTH | D30 | D3020 | D3020999 | CNRSE | CNRSE ST-FAC
MYP-1391-UHG-01 | MAYPOR-1391 | UNIT HEATER, GAS | TRANE | GAND025 | FACILITIES | BOTH | D30 | D3050 | D3050120 | CNRSE | CNRSE ST-FAC
MYP-1391-UHG-02 | MAYPOR-1391 | UNIT HEATER, GAS | TRANE | GAND025 | FACILITIES | BOTH | D30 | D3050 | D3050120 | CNRSE | CNRSE ST-FAC
MYP-1391-VAF-01 | MAYPOR-1391 | DUCT MIXING BOX | Unknown | Unknown | FACILITIES | BOTH | D30 | D3040 | D3040136 | CNRSE | CNRSE ST-FAC
MYP-1391-VAF-02 | MAYPOR-1391 | DUCT MIXING BOX | Unknown | Unknown | FACILITIES | BOTH | D30 | D3040 | D3040136 | CNRSE | CNRSE ST-FAC
MYP-1391-VAF-03 | MAYPOR-1391 | DUCT MIXING BOX | Unknown | Unknown | FACILITIES | BOTH | D30 | D3040 | D3040136 | CNRSE | CNRSE ST-FAC
MYP-1391-VAF-04 | MAYPOR-1391 | DUCT MIXING BOX | Unknown | Unknown | FACILITIES | BOTH | D30 | D3040 | D3040136 | CNRSE | CNRSE ST-FAC
MYP-1391-VAF-05 | MAYPOR-1391 | DUCT MIXING BOX | Unknown | Unknown | FACILITIES | BOTH | D30 | D3040 | D3040136 | CNRSE | CNRSE ST-FAC
MYP-1391-VAF-06 | MAYPOR-1391 | DUCT MIXING BOX | Unknown | Unknown | FACILITIES | BOTH | D30 | D3040 | D3040136 | CNRSE | CNRSE ST-FAC
MYP-1391-VAF-07 | MAYPOR-1391 | DUCT MIXING BOX | Unknown | Unknown | FACILITIES | BOTH | D30 | D3040 | D3040136 | CNRSE | CNRSE ST-FAC
MYP-1391-VAF-08 | MAYPOR-1391 | DUCT MIXING BOX | Unknown | Unknown | FACILITIES | BOTH | D30 | D3040 | D3040136 | CNRSE | CNRSE ST-FAC
MYP-1391-VAF-09 | MAYPOR-1391 | DUCT MIXING BOX | Unknown | Unknown | FACILITIES | BOTH | D30 | D3040 | D3040136 | CNRSE | CNRSE ST-FAC
MYP-1391-VAF-10 | MAYPOR-1391 | DUCT MIXING BOX | Unknown | Unknown | FACILITIES | BOTH | D30 | D3040 | D3040136 | CNRSE | CNRSE ST-FAC
MYP-1391-VAF-11 | MAYPOR-1391 | DUCT MIXING BOX | Unknown | Unknown | FACILITIES | BOTH | D30 | D3040 | D3040136 | CNRSE | CNRSE ST-FAC
MYP-1391-VAF-12 | MAYPOR-1391 | DUCT MIXING BOX | Unknown | Unknown | FACILITIES | BOTH | D30 | D3040 | D3040136 | CNRSE | CNRSE ST-FAC
MYP-1391-VAF-13 | MAYPOR-1391 | DUCT MIXING BOX | Unknown | Unknown | FACILITIES | BOTH | D30 | D3040 | D3040136 | CNRSE | CNRSE ST-FAC
MYP-1391-VAF-14 | MAYPOR-1391 | DUCT MIXING BOX | Unknown | Unknown | FACILITIES | BOTH | D30 | D3040 | D3040136 | CNRSE | CNRSE ST-FAC
MYP-1391-VAF-15 | MAYPOR-1391 | DUCT MIXING BOX | Unknown | Unknown | FACILITIES | BOTH | D30 | D3040 | D3040136 | CNRSE | CNRSE ST-FAC
MYP-1391-VAF-16 | MAYPOR-1391 | DUCT MIXING BOX | Unknown | Unknown | FACILITIES | BOTH | D30 | D3040 | D3040136 | CNRSE | CNRSE ST-FAC
MYP-1391-VAF-17 | MAYPOR-1391 | DUCT MIXING BOX | Unknown | Unknown | FACILITIES | BOTH | D30 | D3040 | D3040136 | CNRSE | CNRSE ST-FAC
MYP-1391-VAF-18 | MAYPOR-1391 | DUCT MIXING BOX | Unknown | Unknown | FACILITIES | BOTH | D30 | D3040 | D3040136 | CNRSE | CNRSE ST-FAC
MYP-1391-VAF-19 | MAYPOR-1391 | DUCT MIXING BOX | Unknown | Unknown | FACILITIES | BOTH | D30 | D3040 | D3040136 | CNRSE | CNRSE ST-FAC
MYP-1391-VAF-20 | MAYPOR-1391 | DUCT MIXING BOX | Unknown | Unknown | FACILITIES | BOTH | D30 | D3040 | D3040136 | CNRSE | CNRSE ST-FAC
MYP-1391-VAF-21 | MAYPOR-1391 | DUCT MIXING BOX | Unknown | Unknown | FACILITIES | BOTH | D30 | D3040 | D3040136 | CNRSE | CNRSE ST-FAC
MYP-1391-VAF-22 | MAYPOR-1391 | DUCT MIXING BOX | Unknown | Unknown | FACILITIES | BOTH | D30 | D3040 | D3040136 | CNRSE | CNRSE ST-FAC
MYP-1391-VAF-23 | MAYPOR-1391 | DUCT MIXING BOX | Unknown | Unknown | FACILITIES | BOTH | D30 | D3040 | D3040136 | CNRSE | CNRSE ST-FAC
MYP-1391-VAF-24 | MAYPOR-1391 | DUCT MIXING BOX | Unknown | Unknown | FACILITIES | BOTH | D30 | D3040 | D3040136 | CNRSE | CNRSE ST-FAC
MYP-1391-VAF-25 | MAYPOR-1391 | DUCT MIXING BOX | Unknown | Unknown | FACILITIES | BOTH | D30 | D3040 | D3040136 | CNRSE | CNRSE ST-FAC
MYP-1391-VAF-26 | MAYPOR-1391 | DUCT MIXING BOX | Unknown | Unknown | FACILITIES | BOTH | D30 | D3040 | D3040136 | CNRSE | CNRSE ST-FAC
MYP-1391-VAF-27 | MAYPOR-1391 | DUCT MIXING BOX | Unknown | Unknown | FACILITIES | BOTH | D30 | D3040 | D3040136 | CNRSE | CNRSE ST-FAC
MYP-1391-VAF-28 | MAYPOR-1391 | DUCT MIXING BOX | Unknown | Unknown | FACILITIES | BOTH | D30 | D3040 | D3040136 | CNRSE | CNRSE ST-FAC
MYP-1391-VAF-29 | MAYPOR-1391 | DUCT MIXING BOX | Unknown | Unknown | FACILITIES | BOTH | D30 | D3040 | D3040136 | CNRSE | CNRSE ST-FAC
MYP-1391-VAF-30 | MAYPOR-1391 | DUCT MIXING BOX | Unknown | Unknown | FACILITIES | BOTH | D30 | D3040 | D3040136 | CNRSE | CNRSE ST-FAC
MYP-1391-VAF-31 | MAYPOR-1391 | DUCT MIXING BOX | Unknown | Unknown | FACILITIES | BOTH | D30 | D3040 | D3040136 | CNRSE | CNRSE ST-FAC
MYP-1391-VAF-32 | MAYPOR-1391 | DUCT MIXING BOX | Unknown | Unknown | FACILITIES | BOTH | D30 | D3040 | D3040136 | CNRSE | CNRSE ST-FAC
MYP-1391-VAF-33 | MAYPOR-1391 | DUCT MIXING BOX | Unknown | Unknown | FACILITIES | BOTH | D30 | D3040 | D3040136 | CNRSE | CNRSE ST-FAC
MYP-1391-VAF-34 | MAYPOR-1391 | DUCT MIXING BOX | Unknown | Unknown | FACILITIES | BOTH | D30 | D3040 | D3040136 | CNRSE | CNRSE ST-FAC
MYP-1391-VAF-35 | MAYPOR-1391 | DUCT MIXING BOX | Unknown | Unknown | FACILITIES | BOTH | D30 | D3040 | D3040136 | CNRSE | CNRSE ST-FAC
MYP-1391-VAF-36 | MAYPOR-1391 | DUCT MIXING BOX | Unknown | Unknown | FACILITIES | BOTH | D30 | D3040 | D3040136 | CNRSE | CNRSE ST-FAC
MYP-1391-VAF-37 | MAYPOR-1391 | DUCT MIXING BOX | Unknown | Unknown | FACILITIES | BOTH | D30 | D3040 | D3040136 | CNRSE | CNRSE ST-FAC
MYP-1391-VAF-38 | MAYPOR-1391 | DUCT MIXING BOX | Unknown | Unknown | FACILITIES | BOTH | D30 | D3040 | D3040136 | CNRSE | CNRSE ST-FAC
MYP-1396-CDX-01 | MAYPOR-1396 | DX CONDENSER, AIR COOLED | CARRIER | 25HCE448A300 | FACILITIES | BOTH | D30 | D3030 | D3030901 | CNRSE | CNRSE ST-FAC
MYP-1396-SSP-01 | MAYPOR-1396 | DX AIR HANDLING UNIT | CARRIER | FV4CNB006 | FACILITIES | BOTH | D30 | D3040 | D3040905 | CNRSE | CNRSE ST-FAC
MYP-1396-UHE-01 | MAYPOR-1396 | UNIT HEATER, ELECTRIC | QMARK | MUH078 | FACILITIES | BOTH | D30 | D3050 | D3050901 | CNRSE | CNRSE ST-FAC
MYP-1396-UHE-02 | MAYPOR-1396 | UNIT HEATER, ELECTRIC | QMARK | MUH078 | FACILITIES | BOTH | D30 | D3050 | D3050901 | CNRSE | CNRSE ST-FAC
MYP-1396-UHE-03 | MAYPOR-1396 | UNIT HEATER, ELECTRIC | QMARK | MUH078 | FACILITIES | BOTH | D30 | D3050 | D3050901 | CNRSE | CNRSE ST-FAC
MYP-1396-UHE-04 | MAYPOR-1396 | UNIT HEATER, ELECTRIC | QMARK | MUH078 | FACILITIES | BOTH | D30 | D3050 | D3050901 | CNRSE | CNRSE ST-FAC
MYP-1396-UHE-05 | MAYPOR-1396 | UNIT HEATER, ELECTRIC | QMARK | MUH078 | FACILITIES | BOTH | D30 | D3050 | D3050901 | CNRSE | CNRSE ST-FAC
MYP-1396-UHE-06 | MAYPOR-1396 | UNIT HEATER, ELECTRIC | QMARK | MUH078 | FACILITIES | BOTH | D30 | D3050 | D3050901 | CNRSE | CNRSE ST-FAC
MYP-1397-CDX-00 | MAYPOR-1397 | DX CONDENSER, AIR COOLED | TRANE | TTA090A300FA | FACILITIES | BOTH | D30 | D3030 | D3030901 | CNRSE | CNRSE ST-FAC
MYP-1397-CDX-01 | MAYPOR-1397 | DX CONDENSER, AIR COOLED | TRANE | 2TTA3060A3000AA | FACILITIES | BOTH | D30 | D3030 | D3030901 | CNRSE | CNRSE ST-FAC
MYP-1397-CDX-02 | MAYPOR-1397 | DX CONDENSER, AIR COOLED | TRANE | TWA090A300BC | FACILITIES | BOTH | D30 | D3030 | D3030901 | CNRSE | CNRSE ST-FAC
MYP-1397-CDX-03 | MAYPOR-1397 | DX CONDENSER, AIR COOLED | YORK | PC090C00A2AAA2A | FACILITIES | BOTH | D30 | D3030 | D3030901 | CNRSE | CNRSE ST-FAC
MYP-1397-CDX-04 | MAYPOR-1397 | DX CONDENSER, AIR COOLED | YORK | PC090C00A2AAA2A | FACILITIES | BOTH | D30 | D3030 | D3030901 | CNRSE | CNRSE ST-FAC
MYP-1397-CDX-05 | MAYPOR-1397 | Heat Pump, Air/Air, Roof Top,10 ton | YORK | YCD48B215SA | FACILITIES | BOTH | D30 | D3030 | D3030901 | CNRSE | CNRSE ST-FAC
MYP-1397-KEA-02 | MAYPOR-1397 | KITCHEN MAKE-UP AIR UNIT, ROOFTOP | Unknown | Unknown | FACILITIES | BOTH | D30 | D3040 | D3040260 | CNRSE | CNRSE ST-FAC
MYP-1397-SSP-01 | MAYPOR-1397 | DX AIR HANDLING UNIT | TRANE | BWE120C400FA | FACILITIES | BOTH | D30 | D3040 | D3040905 | CNRSE | CNRSE ST-FAC
MYP-1397-SSP-02 | MAYPOR-1397 | DX AIR HANDLING UNIT | TRANE | GAM5B0C60M51EAA | FACILITIES | BOTH | D30 | D3040 | D3040905 | CNRSE | CNRSE ST-FAC
MYP-1397-SSP-03 | MAYPOR-1397 | DX AIR HANDLING UNIT | TRANE | TWE090A300CA | FACILITIES | BOTH | D30 | D3040 | D3040905 | CNRSE | CNRSE ST-FAC
MYP-1397-SSP-04 | MAYPOR-1397 | DX AIR HANDLING UNIT | YORK | ND180C00D6AAA2A | FACILITIES | BOTH | D30 | D3040 | D3040905 | CNRSE | CNRSE ST-FAC
MYP-1397-SSP-05 | MAYPOR-1397 | Air Handling Unit, Central Station | YORK | Unknown | FACILITIES | BOTH | D30 | D3040 | D3040905 | CNRSE | CNRSE ST-FAC
MYP-1425-PUMP-01 | MAYPOR-1425 | CIRCULATING PUMP | Unknown | E-20-18-256JM | FACILITIES | BOTH | D20 | D2020 | D2020906 | CNRSE | CNRSE ST-FAC
MYP-1433-HPR-01 | MAYPOR-1433 | HEAT PUMP, ROOF TOP, 3 TON | Unknown | Unknown | FACILITIES | BOTH | D30 | D3050 | D3050245 | CNRSE | CNRSE ST-FAC
MYP-1433-SSP-01 | MAYPOR-1433 | SPLIT SYSTEM DX (AC ONLY) INDOOR UNIT, 4 TON | CARRIER | 50VT-A2431TP | FACILITIES | BOTH | D30 | D3040 | D3040905 | CNRSE | CNRSE ST-FAC
MYP-1433-SSP-02 | MAYPOR-1433 | SPLIT SYSTEM DX (AC ONLY) INDOOR UNIT, 3 TON | Unknown | Unknown | FACILITIES | BOTH | D30 | D3040 | D3040905 | CNRSE | CNRSE ST-FAC
MYP-1444-PDR-001 | MAYPOR-1444 | DIRECT EXPANSION-Type: 5 TON | Unknown | HC37GE238 | FACILITIES | BOTH | D30 | D3030 | D3030903 | CNRSE | CNRSE ST-FAC
MYP-1444-WHP-01 | MAYPOR-1444 | Fan Coil A/C, DX,5 ton | ADVANCED THERMAL SYSTEMS | HC37GE238 | FACILITIES | BOTH | D30 | D3040 | D3040905 | CNRSE | CNRSE ST-FAC
MYP-1444-WHP-02 | MAYPOR-1444 | Fan Coil A/C, DX,5 ton | Unknown | Unknown | FACILITIES | BOTH | D30 | D3040 | D3040905 | CNRSE | CNRSE ST-FAC
MYP-1460-AHC-01 | MAYPOR-1460 | AIR HANDLING UNIT | GOODMAN | ARUF182416BA | FACILITIES | BOTH | D30 | D3040 | D3040110 | CNRSE | CNRSE ST-FAC
MYP-1460-BDW-01 | MAYPOR-1460 | DUCTWORK - BUILDING WIDE | Unknown | Unknown | FACILITIES | CIMU | D30 | D3040 | D3040400 | CNRSE | CNRSE ST-FAC
MYP-1488-ACE-01 | MAYPOR-1488 | PKG A/C, AIR COOLED, ELEC HEAT J-ANNEX | BARD | WH602-COO | FACILITIES | BOTH | D30 | D3050 | D3050201 | CNRSE | CNRSE ST-FAC
MYP-1488-AHC-01 | MAYPOR-1488 | Air Handling Unit, Central Station, 2000 CFM | CARRIER | 39NC61 | FACILITIES | BOTH | D30 | D3040 | D3040110 | CNRSE | CNRSE ST-FAC
MYP-1488-AHC-02 | MAYPOR-1488 | AIR HANDLING UNITS | TRANE | MCCB012UA0A0UA | FACILITIES | BOTH | D30 | D3040 | D3040110 | CNRSE | CNRSE ST-FAC
MYP-1488-AHC-03 | MAYPOR-1488 | HW/CW AIR HANDLING UNIT | MAGIC AIRE | HBB12ACAAAAD8FB4BABBBM | FACILITIES | BOTH | D30 | D3040 | D3040110 | CNRSE | CNRSE ST-FAC
MYP-1488-AHC-04 | MAYPOR-1488 | HW/CW AIR HANDLING UNIT | MAGIC AIRE | HBB12ACAAAAD8FB4BABBBM | FACILITIES | BOTH | D30 | D3040 | D3040110 | CNRSE | CNRSE ST-FAC
MYP-1488-AHC-05 | MAYPOR-1488 | CW AIR HANDLING UNITS | DAIKIN | CAH031GVAM | FACILITIES | BOTH | D30 | D3040 | D3040110 | CNRSE | CNRSE ST-FAC
MYP-1488-CAD-01 | MAYPOR-1488 | AIR DRYER | HANKINSON | NO NAME PLATE | FACILITIES | BOTH | D30 | D3060 | D3060904 | CNRSE | CNRSE ST-FAC
MYP-1488-CCU-01 | MAYPOR-1488 | COMPUTER ROOM COOLING UNITS | Unknown | CEMA-1034C-RDU | FACILITIES | BOTH | D30 | D3050 | D3050185 | CNRSE | CNRSE ST-FAC
MYP-1488-CCU-02 | MAYPOR-1488 | COMPUTER ROOM COOLING UNITS | Unknown | EAC-10-A-4 | FACILITIES | BOTH | D30 | D3050 | D3050185 | CNRSE | CNRSE ST-FAC
MYP-1488-CCU-03 | MAYPOR-1488 | COMPUTER ROOM COOLING UNITS | Unknown | EAC-10-A-4 | FACILITIES | BOTH | D30 | D3050 | D3050185 | CNRSE | CNRSE ST-FAC
MYP-1488-CDX-01 | MAYPOR-1488 | CONDENSER, DX, AIR COOLED, LOW ROOF, CENTER | TRANE | RAUJC204BA0300000H000 | FACILITIES | BOTH | D30 | D3030 | D3030901 | CNRSE | CNRSE ST-FAC
MYP-1488-CDX-03 | MAYPOR-1488 | CONDENSER, DX, AIR COOLED | Unknown | 09DE-016---510 | FACILITIES | BOTH | D30 | D3030 | D3030901 | CNRSE | CNRSE ST-FAC
MYP-1488-CDX-04 | MAYPOR-1488 | DX: CONDENSER, AIR COOLED | Unknown | NO NAME PLATE | FACILITIES | BOTH | D30 | D3030 | D3030901 | CNRSE | CNRSE ST-FAC
MYP-1488-CDX-05 | MAYPOR-1488 | DX: CONDENSER, AIR COOLED | Unknown | 09DE-016---510 | FACILITIES | BOTH | D30 | D3030 | D3030901 | CNRSE | CNRSE ST-FAC
MYP-1488-CDX-06 | MAYPOR-1488 | DX CONDENSER, AIR COOLED, MID ROOF, CENTER | GOODMAN | GSZ130481AG | FACILITIES | BOTH | D30 | D3030 | D3030901 | CNRSE | CNRSE ST-FAC
MYP-1488-CDX-07 | MAYPOR-1488 | DX CONDENSER, AIR COOLED | LENNOX | 38AH-094-601 | FACILITIES | BOTH | D30 | D3030 | D3030901 | CNRSE | CNRSE ST-FAC
MYP-1488-CDX-08 | MAYPOR-1488 | DX CONDENSER, AIR COOLED | CARRIER | 38YCC036620 | FACILITIES | BOTH | D30 | D3030 | D3030901 | CNRSE | CNRSE ST-FAC
MYP-1488-CDX-10 | MAYPOR-1488 | DX CONDENSER, AIR COOLED | MITSHUBISHI | MUZ-D36NA | FACILITIES | BOTH | D30 | D3030 | D3030901 | CNRSE | CNRSE ST-FAC
MYP-1488-CID-01 | MAYPOR-1488 | HVAC CONTROLS, ELECTRIC, DIGITAL VFD (20) HP | ABB | CH550 | FACILITIES | BOTH | D30 | D3060 | D3060901 | CNRSE | CNRSE ST-FAC
MYP-1488-CPS-01 | MAYPOR-1488 | PUMP | BELL AND GOSSETT | 1510 BF 7 | FACILITIES | BOTH | D30 | D3040 | D3040330 | CNRSE | CNRSE ST-FAC
MYP-1488-CPS-02 | MAYPOR-1488 | HW CIRCULATING PUMP | PACO | 10307071300011629 | FACILITIES | BOTH | D30 | D3040 | D3040330 | CNRSE | CNRSE ST-FAC
MYP-1488-CPS-03 | MAYPOR-1488 | CW CIRCULATING PUMP | PACO | NO NAME PLATE | FACILITIES | BOTH | D30 | D3040 | D3040330 | CNRSE | CNRSE ST-FAC
MYP-1488-CPS-04 | MAYPOR-1488 | CW CIRCULATING PUMP | PACO | 10409571300011752 | FACILITIES | BOTH | D30 | D3040 | D3040330 | CNRSE | CNRSE ST-FAC
MYP-1488-CPS-05 | MAYPOR-1488 | CW CIRCULATING PUMP | PACO | 10-40957-130001-1782E | FACILITIES | BOTH | D30 | D3040 | D3040330 | CNRSE | CNRSE ST-FAC
MYP-1488-CPS-06 | MAYPOR-1488 | CW CIRCULATING PUMP | BELL AND GOSSETT | E1510 SSF 8.5 | FACILITIES | BOTH | D30 | D3040 | D3040330 | CNRSE | CNRSE ST-FAC
MYP-1488-CPS-07 | MAYPOR-1488 | CW CIRCULATING PUMP | BELL AND GOSSETT | E1510 SSF 8.125 | FACILITIES | BOTH | D30 | D3040 | D3040330 | CNRSE | CNRSE ST-FAC
MYP-1488-CRA-01 | MAYPOR-1488 | CHILLER, RECIP, AIR COOLED | TRANE | CGAFC504ALA0000DE00J000000VW00S | FACILITIES | BOTH | D30 | D3030 | D3030135 | CNRSE | CNRSE ST-FAC
MYP-1488-CRW-01 | MAYPOR-1488 | CHILLER, RECIP, WATER COOLED | MCQUAY | WMC150DBS-ER10 | FACILITIES | BOTH | D30 | D3030 | D3030130 | CNRSE | CNRSE ST-FAC
MYP-1488-CRW-02 | MAYPOR-1488 | CHILLER, RECIP, WATER COOLED | DAIKIN | E2209UD2CD-2V | FACILITIES | BOTH | D30 | D3030 | D3030130 | CNRSE | CNRSE ST-FAC
MYP-1488-CTG-01 | MAYPOR-1488 | CW: PACKAGED COOLING TOWER J-ANNEX | MARLEY | SPX | FACILITIES | BOTH | D30 | D3030 | D3030310 | CNRSE | CNRSE ST-FAC
MYP-1488-FDM-01 | MAYPOR-1488 | FAN COIL UNIT | CARRIER | 42BHE30QD4L330016HE | FACILITIES | BOTH | D30 | D3040 | D3040128 | CNRSE | CNRSE ST-FAC
MYP-1488-FDM-02 | MAYPOR-1488 | FAN COIL UNIT | CARRIER | 42BHE30QD4L330016HE | FACILITIES | BOTH | D30 | D3040 | D3040128 | CNRSE | CNRSE ST-FAC
MYP-1488-FDM-03 | MAYPOR-1488 | FAN COIL UNIT #4 | ENVIRO-TEC | AHU140307-02 | FACILITIES | BOTH | D30 | D3040 | D3040128 | CNRSE | CNRSE ST-FAC
MYP-1488-FDM-04 | MAYPOR-1488 | FAN COIL UNIT | Unknown | Unknown | FACILITIES | BOTH | D30 | D3040 | D3040128 | CNRSE | CNRSE ST-FAC
MYP-1488-FDM-05 | MAYPOR-1488 | FAN COIL UNIT | Unknown | Unknown | FACILITIES | BOTH | D30 | D3040 | D3040128 | CNRSE | CNRSE ST-FAC
MYP-1488-FDM-06 | MAYPOR-1488 | FAN COIL UNIT | MAGIC AIRE | HBB12ACAAAAAH8FL2BABBBM | FACILITIES | BOTH | D30 | D3040 | D3040128 | CNRSE | CNRSE ST-FAC
MYP-1488-FDM-07 | MAYPOR-1488 | FAN COIL UNIT | MAGIC AIRE | HBB20ACAAAAH6EL3BABBBM | FACILITIES | BOTH | D30 | D3040 | D3040128 | CNRSE | CNRSE ST-FAC
MYP-1488-FDM-08 | MAYPOR-1488 | FAN COIL UNIT | Unknown | Unknown | FACILITIES | BOTH | D30 | D3040 | D3040128 | CNRSE | CNRSE ST-FAC
MYP-1488-FDM-09 | MAYPOR-1488 | FAN COIL UNIT | Unknown | Unknown | FACILITIES | BOTH | D30 | D3040 | D3040128 | CNRSE | CNRSE ST-FAC
MYP-1488-FDM-10 | MAYPOR-1488 | FAN COIL UNIT | Unknown | Unknown | FACILITIES | BOTH | D30 | D3040 | D3040128 | CNRSE | CNRSE ST-FAC
MYP-1488-FDM-11 | MAYPOR-1488 | FAN COIL UNIT | MAGIC AIRE | ABB08ACAAAAABSEB3BABBM | FACILITIES | BOTH | D30 | D3040 | D3040128 | CNRSE | CNRSE ST-FAC
MYP-1488-FDM-12 | MAYPOR-1488 | FAN COIL UNIT | MCQUAY | TSC-031E-A | FACILITIES | BOTH | D30 | D3040 | D3040128 | CNRSE | CNRSE ST-FAC
MYP-1488-FDM-13 | MAYPOR-1488 | FAN COIL UNIT | MAGICAIRE | Unknown | FACILITIES | BOTH | D30 | D3040 | D3040128 | CNRSE | CNRSE ST-FAC
MYP-1488-FDM-14 | MAYPOR-1488 | FAN COIL UNIT | MAGICAIRE | TSC-031E-A | FACILITIES | BOTH | D30 | D3040 | D3040128 | CNRSE | CNRSE ST-FAC
MYP-1488-FDM-15 | MAYPOR-1488 | FAN COIL UNIT | MAGICAIRE | TSC-031E-A | FACILITIES | BOTH | D30 | D3040 | D3040128 | CNRSE | CNRSE ST-FAC
MYP-1488-FDM-16 | MAYPOR-1488 | FAN COIL UNIT | ENVIRO-TEC | HPP14 | FACILITIES | BOTH | D30 | D3040 | D3040128 | CNRSE | CNRSE ST-FAC
MYP-1488-FDM-17 | MAYPOR-1488 | FAN COIL UNIT | MAGIC AIRE | HPP14 | FACILITIES | BOTH | D30 | D3040 | D3040128 | CNRSE | CNRSE ST-FAC
MYP-1488-FDM-18 | MAYPOR-1488 | FAN COIL UNIT | MAGIC AIRE | Unknown | FACILITIES | BOTH | D30 | D3040 | D3040128 | CNRSE | CNRSE ST-FAC
MYP-1488-FDM-19 | MAYPOR-1488 | FAN COIL UNIT | MAGIC AIRE | HPP14 | FACILITIES | BOTH | D30 | D3040 | D3040128 | CNRSE | CNRSE ST-FAC
MYP-1488-FDM-20 | MAYPOR-1488 | FAN COIL UNIT | MCQUAY | TSC-031E-A | FACILITIES | BOTH | D30 | D3040 | D3040128 | CNRSE | CNRSE ST-FAC
MYP-1488-FDM-21 | MAYPOR-1488 | FAN COIL UNIT | MAGIC AIRE | HBB12ACAAAAAD8FB4BABBBM | FACILITIES | BOTH | D30 | D3040 | D3040128 | CNRSE | CNRSE ST-FAC
MYP-1488-KEA-00 | MAYPOR-1488 | MAKE UP AIR UNIT | Unknown | GER0360B2 | FACILITIES | BOTH | D30 | D3040 | D3040260 | CNRSE | CNRSE ST-FAC
MYP-1488-PTA-03 | MAYPOR-1488 | 7.5 Ton Package Unit (Radome Repair Tent 2150) | TRANE | 0ABE108D4-C1B401KEC3D02AG0002002C1A1CO | FACILITIES | BOTH | D30 | D3050 | D3050340 | CNRSE | CNRSE ST-FAC
MYP-1488-PTA-04 | MAYPOR-1488 | 7.5 Ton Package Unit (Radome Repair Tent 2150) | TRANE | 0ABE108D4-C1B401KEC3D02AG0002002C1A1CO | FACILITIES | BOTH | D30 | D3050 | D3050340 | CNRSE | CNRSE ST-FAC
MYP-1488-SDS-01 | MAYPOR-1488 | SPLIT DUCTLESS HEAT PUMP, OUTDOOR UNIT, SOUTH HIGH ROOF | GOODMAN | HOC18-1AB | FACILITIES | BOTH | D30 | D3030 | D3030225 | CNRSE | CNRSE ST-FAC
MYP-1488-SDS-02 | MAYPOR-1488 | SPLIT DUCTLESS HEAT PUMP, OUTDOOR UNIT, MID ROOF, SOUTHWEST | GOODMAN | HOC24-1AB | FACILITIES | BOTH | D30 | D3030 | D3030225 | CNRSE | CNRSE ST-FAC
MYP-1488-SSP-01 | MAYPOR-1488 | DX AIR HANDLING UNIT | TRANE | MCCB006UA0A0UA | FACILITIES | BOTH | D30 | D3040 | D3040905 | CNRSE | CNRSE ST-FAC
MYP-1488-SSP-02 | MAYPOR-1488 | DX AIR HANDLING UNIT | GOODMAN | ARUF4860016AA | FACILITIES | BOTH | D30 | D3040 | D3040905 | CNRSE | CNRSE ST-FAC
MYP-1488-SSP-03 | MAYPOR-1488 | DX AIR HANDLING UNIT | CARRIER | 39ED39 | FACILITIES | BOTH | D30 | D3040 | D3040905 | CNRSE | CNRSE ST-FAC
MYP-1488-SSP-04 | MAYPOR-1488 | DX AIR HANDLING UNIT | CARRIER | FB4ANF036 | FACILITIES | BOTH | D30 | D3040 | D3040905 | CNRSE | CNRSE ST-FAC
MYP-1488-SSP-05 | MAYPOR-1488 | DX AIR HANDLING UNIT | TRANE | TWE024C14FB0 | FACILITIES | BOTH | D30 | D3040 | D3040905 | CNRSE | CNRSE ST-FAC
MYP-1488-SSP-06 | MAYPOR-1488 | DX AIR HANDLING UNIT | MITSUBISHI | MSZ-D36NA | FACILITIES | BOTH | D30 | D3040 | D3040905 | CNRSE | CNRSE ST-FAC
MYP-1488-TPR-01 | MAYPOR-1488 | ROOFTOP A/C, RTU-1, WEST HIGH ROOF | TRANE | TSCB014U0D00000000AC00A210.0 | FACILITIES | BOTH | D30 | D3050 | D3050175 | CNRSE | CNRSE ST-FAC
MYP-1488-UHA-01 | MAYPOR-1488 | UNIT HEATERS | STERLING | NO NAME PLATE | FACILITIES | BOTH | D30 | D3050 | D3050130 | CNRSE | CNRSE ST-FAC
MYP-1488-VAT-01 | MAYPOR-1488 | VAV | TITUS | DESV | FACILITIES | BOTH | D30 | D3040 | D3040132 | CNRSE | CNRSE ST-FAC
MYP-1517-UHG-01 | MAYPOR-1517 | UNIT HEATERS, GAS, 20 MBH | Unknown | Unknown | FACILITIES | BOTH | D30 | D3050 | D3050120 | CNRSE | CNRSE ST-FAC
MYP-1520-WAC-001 | MAYPOR-1520 | PACKAGE UNIT-Type: 1/2 TON | Unknown | Unknown | FACILITIES | BOTH | D30 | D3050 | D3050255 | CNRSE | CNRSE ST-FAC
MYP-1523-ACE-03 | MAYPOR-1523 | PKG A/C, AIR COOLED, ELEC HEAT | CARRIER | 50FC-A06A2D6 | FACILITIES | BOTH | D30 | D3050 | D3050201 | CNRSE | CNRSE ST-FAC
MYP-1523-ACE-04 | MAYPOR-1523 | PKG A/C, AIR COOLED, ELEC HEAT | CARRIER | 50FC-A06A2D6 | FACILITIES | BOTH | D30 | D3050 | D3050201 | CNRSE | CNRSE ST-FAC
MYP-154-CDX-00 | MAYPOR-154 | DX CONDENSER, AIR COOLED | CARRIER | 25VNA060A300 | FACILITIES | BOTH | D30 | D3030 | D3030901 | CNRSE | CNRSE ST-FAC
MYP-154-SSP-00 | MAYPOR-154 | DX AIR HANDLING UNIT | Unknown | FE4ANB006 | FACILITIES | BOTH | D30 | D3040 | D3040905 | CNRSE | CNRSE ST-FAC
MYP-1552-AHC-01 | MAYPOR-1552 | CW AIR HANDLING UNIT AHU-8 | TRANE | TSCB014U0F00000000CCCBA165.0000 | FACILITIES | BOTH | D30 | D3040 | D3040110 | CNRSE | CNRSE ST-FAC
MYP-1552-AHC-02 | MAYPOR-1552 | CW AIR HANDLING UNIT AHU-7 | TRANE | TSCB014U0F00000000CCCBA164.0000 | FACILITIES | BOTH | D30 | D3040 | D3040110 | CNRSE | CNRSE ST-FAC
MYP-1552-AHC-03 | MAYPOR-1552 | CW AIR HANDLING UNIT AHU-6 | TRANE | TSCB014U0F00000000CCCBA165.0000 | FACILITIES | BOTH | D30 | D3040 | D3040110 | CNRSE | CNRSE ST-FAC
MYP-1552-AHC-04 | MAYPOR-1552 | CW AIR HANDLING UNIT AHU-5 | TRANE | TSCB014U0F00000000CCCBA165.0000 | FACILITIES | BOTH | D30 | D3040 | D3040110 | CNRSE | CNRSE ST-FAC
MYP-1552-AHC-05 | MAYPOR-1552 | CW AIR HANDLING UNIT AHU-4 | TRANE | TSCB012U0F00000000CCCBA164.0000 | FACILITIES | BOTH | D30 | D3040 | D3040110 | CNRSE | CNRSE ST-FAC
MYP-1552-AHC-06 | MAYPOR-1552 | CW AIR HANDLING UNIT AHU-3 | TRANE | TSCB012U0F00000000CCCBA164.0000 | FACILITIES | BOTH | D30 | D3040 | D3040110 | CNRSE | CNRSE ST-FAC
MYP-1552-AHC-07 | MAYPOR-1552 | CW AIR HANDLING UNIT AHU-2 | TRANE | TSCB025U0F00000000CCCBA167.2000 | FACILITIES | BOTH | D30 | D3040 | D3040110 | CNRSE | CNRSE ST-FAC
MYP-1552-AHC-08 | MAYPOR-1552 | CW AIR HANDLING UNIT AHU-1 | TRANE | TSCB025U0F00000000CCCBA167.2000 | FACILITIES | BOTH | D30 | D3040 | D3040110 | CNRSE | CNRSE ST-FAC
MYP-1552-CDX-01 | MAYPOR-1552 | DX CONDENSER, AIR COOLED | TRANE | TTA090A400EA | FACILITIES | BOTH | D30 | D3030 | D3030901 | CNRSE | CNRSE ST-FAC
MYP-1552-CID-01 | MAYPOR-1552 | HVAC CONTROLS, ELECTRIC, DIGITAL | AUTOMATED LOGIC | SE6166 | FACILITIES | BOTH | D30 | D3060 | D3060901 | CNRSE | CNRSE ST-FAC
MYP-1552-CPS-01 | MAYPOR-1552 | CW CIRCULATING PUMP | TACO | KV4009AE2KAB722M | FACILITIES | BOTH | D30 | D3040 | D3040330 | CNRSE | CNRSE ST-FAC
MYP-1552-CPS-02 | MAYPOR-1552 | CW CIRCULATING PUMP | TACO | KV4009AE2KAB722M | FACILITIES | BOTH | D30 | D3040 | D3040330 | CNRSE | CNRSE ST-FAC
MYP-1552-CRA-01 | MAYPOR-1552 | CHILLER, RECIP, AIR COOLED, 160 TON | TRANE | RTAC1404UU0HUAFPL2TY1DDBNN0EN0EXN | FACILITIES | BOTH | D30 | D3030 | D3030135 | CNRSE | CNRSE ST-FAC
MYP-1552-CRA-02 | MAYPOR-1552 | CHILLER, RECIP, AIR COOLED, 160 TON | TRANE | RTAC1404UU0HUAFPL2TY1DDBNN0EN0EXN | FACILITIES | BOTH | D30 | D3030 | D3030135 | CNRSE | CNRSE ST-FAC
MYP-1552-ERW-01 | MAYPOR-1552 | ENERGY RECOVERY WHEEL ERU-8 | GREENHECK FAN | ERV-361S-15-B | FACILITIES | BOTH | D30 | D3090 | D3090220 | CNRSE | CNRSE ST-FAC
MYP-1552-ERW-02 | MAYPOR-1552 | ENERGY RECOVERY WHEEL ERU-7 | GREENHECK FAN | ERV-361S-15-B | FACILITIES | BOTH | D30 | D3090 | D3090220 | CNRSE | CNRSE ST-FAC
MYP-1552-ERW-03 | MAYPOR-1552 | ENERGY RECOVERY WHEEL ERU-6 | GREENHECK FAN | ERV-521S-15-B | FACILITIES | BOTH | D30 | D3090 | D3090220 | CNRSE | CNRSE ST-FAC
MYP-1552-ERW-04 | MAYPOR-1552 | ENERGY RECOVERY WHEEL ERU-5 | GREENHECK FAN | ERV-361S-15-B | FACILITIES | BOTH | D30 | D3090 | D3090220 | CNRSE | CNRSE ST-FAC
MYP-1552-ERW-05 | MAYPOR-1552 | ENERGY RECOVERY WHEEL ERU-4 | GREENHECK FAN | ERV-361S-15-B | FACILITIES | BOTH | D30 | D3090 | D3090220 | CNRSE | CNRSE ST-FAC
MYP-1552-ERW-06 | MAYPOR-1552 | ENERGY RECOVERY WHEEL ERU-3 | GREENHECK FAN | ERV-361S-15-B | FACILITIES | BOTH | D30 | D3090 | D3090220 | CNRSE | CNRSE ST-FAC
MYP-1552-ERW-07 | MAYPOR-1552 | ENERGY RECOVERY WHEEL ERU-2 | GREENHECK FAN | ERV-521S-15-B | FACILITIES | BOTH | D30 | D3090 | D3090220 | CNRSE | CNRSE ST-FAC
MYP-1552-ERW-08 | MAYPOR-1552 | ENERGY RECOVERY WHEEL ERU-1 | GREENHECK FAN | ERV-521S-15-B | FACILITIES | BOTH | D30 | D3090 | D3090220 | CNRSE | CNRSE ST-FAC
MYP-1552-FSR-27 | MAYPOR-1552 | ROOF MOUNTED EXHAUST FAN, 12K CFM | LOREN COOK | 445C9B | FACILITIES | BOTH | D30 | D3040 | D3040240 | CNRSE | CNRSE ST-FAC
MYP-1552-SDI-01 | MAYPOR-1552 | SPLIT SYSTEM HEAT PUMP, INDOOR UNIT | MITSUBISHI | MSZ-GE24NA | FACILITIES | BOTH | D30 | D3040 | D3040904 | CNRSE | CNRSE ST-FAC
MYP-1552-SDS-01 | MAYPOR-1552 | SPLIT SYSTEMS AIR COOLED CONDENSER UNIT | MITSUBISHI | MUZ-GE24NA | FACILITIES | BOTH | D30 | D3030 | D3030225 | CNRSE | CNRSE ST-FAC
MYP-1552-SSP-01 | MAYPOR-1552 | DX AIR HANDLING UNIT | TRANE | TWE090A300DA | FACILITIES | BOTH | D30 | D3040 | D3040905 | CNRSE | CNRSE ST-FAC
MYP-1552-VAT-01 | MAYPOR-1552 | VAV QTY= 149 | TRANE | VCEF | FACILITIES | BOTH | D30 | D3040 | D3040132 | CNRSE | CNRSE ST-FAC
MYP-1553-ACE-02 | MAYPOR-1553 | PACKAGE UNIT ROOF TOP | TRANE | WSC120E4R0A00000000000000-E | FACILITIES | BOTH | D30 | D3050 | D3050201 | CNRSE | CNRSE ST-FAC
MYP-1553-ACE-03 | MAYPOR-1553 | PKG A/C, AIR COOLED, ELECTRIC HEAT | TRANE | 4WCC3060A1000AA | FACILITIES | BOTH | D30 | D3050 | D3050201 | CNRSE | CNRSE ST-FAC
MYP-1553-AHC-01 | MAYPOR-1553 | AIR HANDLING UNITS ROOF TOP | TRANE | TSCB012U0F00000000AC0BA210.5000 | FACILITIES | BOTH | D30 | D3040 | D3040110 | CNRSE | CNRSE ST-FAC
MYP-1553-AHC-02 | MAYPOR-1553 | AIR HANDLING UNITS ROOF TOP | TRANE | TSCB017U0F00000000AC0AA215.5000 | FACILITIES | BOTH | D30 | D3040 | D3040110 | CNRSE | CNRSE ST-FAC
MYP-1553-AHC-03 | MAYPOR-1553 | AIR HANDLING UNIT ROOF TOP | TRANE | TSCB014U0F00000000AC0BA211.5000 | FACILITIES | BOTH | D30 | D3040 | D3040110 | CNRSE | CNRSE ST-FAC
MYP-1553-AHC-05 | MAYPOR-1553 | AIR HANDLING UNITS ROOF TOP | TRANE | TSCB012U0F00000000AC0BA152.0000 | FACILITIES | BOTH | D30 | D3040 | D3040110 | CNRSE | CNRSE ST-FAC
MYP-1553-AHC-06 | MAYPOR-1553 | AIR HANDLING UNITS ROOF TOP | TRANE | TSCB025U0F00000000AC0BA198.2000 | FACILITIES | BOTH | D30 | D3040 | D3040110 | CNRSE | CNRSE ST-FAC
MYP-1553-CAD-01 | MAYPOR-1553 | AIR DRYER | Unknown | HC281 | FACILITIES | BOTH | D30 | D3040 | D3060904 | CNRSE | CNRSE ST-FAC
MYP-1553-CAD-02 | MAYPOR-1553 | AIR DRYER | Unknown | AC027502 | FACILITIES | BOTH | D30 | D3040 | D3060904 | CNRSE | CNRSE ST-FAC
MYP-1553-CCU-01 | MAYPOR-1553 | COMPUTER ROOM COOLING UNITS | LIEBERT CORP M | VH1991-AA00 | FACILITIES | BOTH | D30 | D3050 | D3050185 | CNRSE | CNRSE ST-FAC
MYP-1553-CCU-02 | MAYPOR-1553 | COMPUTER ROOM COOLING UNITS | LIEBERT CORP M | VH1991-AA00 | FACILITIES | BOTH | D30 | D3050 | D3050185 | CNRSE | CNRSE ST-FAC
MYP-1553-CCU-03 | MAYPOR-1553 | COMPUTER ROOM COOLING UNITS | LIEBERT CORP M | BF067ADADE1400A | FACILITIES | BOTH | D30 | D3050 | D3050185 | CNRSE | CNRSE ST-FAC
MYP-1553-CCU-04 | MAYPOR-1553 | COMPUTER ROOM COOLING UNITS | LIEBERT CORP M | NOT LEGIBLE | FACILITIES | BOTH | D30 | D3050 | D3050185 | CNRSE | CNRSE ST-FAC
MYP-1553-CCU-05 | MAYPOR-1553 | COMPUTER ROOM COOLING UNITS | LIEBERT CORP M | UH127W-ASM | FACILITIES | BOTH | D30 | D3050 | D3050185 | CNRSE | CNRSE ST-FAC
MYP-1553-CDX-01 | MAYPOR-1553 | CONDENSER, DX, AIR COOLED | LIEBERT CORP M | TSCV104-A | FACILITIES | BOTH | D30 | D3030 | D3030901 | CNRSE | CNRSE ST-FAC
MYP-1553-CDX-02 | MAYPOR-1553 | CONDENSER, DX, AIR COOLED | LIEBERT CORP M | CDF205-AS5910 | FACILITIES | BOTH | D30 | D3030 | D3030901 | CNRSE | CNRSE ST-FAC
MYP-1553-CDX-03 | MAYPOR-1553 | CONDENSER, DX, AIR COOLED | LIEBERT CORP M | CDF205-AS5910 | FACILITIES | BOTH | D30 | D3030 | D3030901 | CNRSE | CNRSE ST-FAC
MYP-1553-CDX-04 | MAYPOR-1553 | CONDENSER, DX, AIR COOLED | LIEBERT CORP M | CDF165-AS5910 | FACILITIES | BOTH | D30 | D3030 | D3030901 | CNRSE | CNRSE ST-FAC
MYP-1553-CDX-05 | MAYPOR-1553 | CONDENSER, DX, AIR COOLED | LIEBERT CORP M | CDF165-AS5910 | FACILITIES | BOTH | D30 | D3030 | D3030901 | CNRSE | CNRSE ST-FAC
MYP-1553-CID-01 | MAYPOR-1553 | HVAC CONTROLS, ELECTRIC, DIGITAL VFD (10) HP | TRANE | BMTX | FACILITIES | BOTH | D30 | D3060 | D3060901 | CNRSE | CNRSE ST-FAC
MYP-1553-CID-02 | MAYPOR-1553 | HVAC CONTROLS, ELECTRIC, DIGITAL VFD (10) HP | TRANE | BMTX | FACILITIES | BOTH | D30 | D3060 | D3060901 | CNRSE | CNRSE ST-FAC
MYP-1553-CID-03 | MAYPOR-1553 | HVAC CONTROLS, ELECTRIC, DIGITAL VFD (10) HP | TRANE | BMTX | FACILITIES | BOTH | D30 | D3060 | D3060901 | CNRSE | CNRSE ST-FAC
MYP-1553-CID-04 | MAYPOR-1553 | HVAC CONTROLS, ELECTRIC, DIGITAL VFD (10) HP | TRANE | BMTX | FACILITIES | BOTH | D30 | D3060 | D3060901 | CNRSE | CNRSE ST-FAC
MYP-1553-CPS-01 | MAYPOR-1553 | CW: CIRCULATING PUMP | BELL AND GOSSETT | C1510 BF 4.125 | FACILITIES | BOTH | D30 | D3040 | D3040330 | CNRSE | CNRSE ST-FAC
MYP-1553-CPS-02 | MAYPOR-1553 | PUMP | BELL AND GOSSETT | 1510 BF 6.625 | FACILITIES | BOTH | D30 | D3040 | D3040330 | CNRSE | CNRSE ST-FAC
MYP-1553-CPS-03 | MAYPOR-1553 | CW PUMP, PCHWP-2 3HP | BELL AND GOSSETT | 1510 BF 6.625 | FACILITIES | BOTH | D30 | D3040 | D3040330 | CNRSE | CNRSE ST-FAC
MYP-1553-CPS-04 | MAYPOR-1553 | CW PUMP, CWP-2 7.5HP | BELL AND GOSSETT | C1510 BF 4.5 | FACILITIES | BOTH | D30 | D3040 | D3040330 | CNRSE | CNRSE ST-FAC
MYP-1553-CPS-05 | MAYPOR-1553 | CW PUMP, SCHWP-1, 10HP | BELL AND GOSSETT | 1510 BF 8.125 | FACILITIES | BOTH | D30 | D3040 | D3040330 | CNRSE | CNRSE ST-FAC
MYP-1553-CPS-06 | MAYPOR-1553 | HW CIRCULATING PUMP, 15HP | BELL AND GOSSETT | 80 BF 9.5 | FACILITIES | BOTH | D30 | D3040 | D3040330 | CNRSE | CNRSE ST-FAC
MYP-1553-CPS-07 | MAYPOR-1553 | HW CIRCULATING PUMP, 1.5 HP | TACO | VI2500 | FACILITIES | BOTH | D30 | D3040 | D3040330 | CNRSE | CNRSE ST-FAC
MYP-1553-CRA-01 | MAYPOR-1553 | CHILLER #2 WATER COOLED 80 TON | TRANE | RTWD080E2B02A1A1AA1A1A1Y1B1A1D0A1000 | FACILITIES | BOTH | D30 | D3030 | D3030135 | CNRSE | CNRSE ST-FAC
MYP-1553-CRA-02 | MAYPOR-1553 | CHILLER, RECIP, AIR COOLED, 80 TON | TRANE | RTWD080FOB02A1A1AA1A1A1Y1B1A1D0A1000 | FACILITIES | BOTH | D30 | D3030 | D3030135 | CNRSE | CNRSE ST-FAC
MYP-1553-CSA-01 | MAYPOR-1553 | CHILLER, SCROLL, AIR COOLED | TRANE | CGAM040F2CO2 AXO2 | FACILITIES | BOTH | D30 | D3030 | D3030120 | CNRSE | CNRSE ST-FAC
MYP-1553-CTG-01 | MAYPOR-1553 | COOLING TOWER, GALVANIZED | EVAPCO | USS-19-114 | FACILITIES | BOTH | D30 | D3030 | D3030310 | CNRSE | CNRSE ST-FAC
MYP-1553-FCD-01 | MAYPOR-1553 | FAN COIL UNIT | TRANE | VPCF1000QL0DD11DD1200L | FACILITIES | BOTH | D30 | D3040 | D3040124 | CNRSE | CNRSE ST-FAC
MYP-1553-HPW-01 | MAYPOR-1553 | 1553HVAC-Room 117 (Only (1) Cooling Tower For All Unit | CARRIER | S0HQAD965MN601 | FACILITIES | BOTH | D30 | D3050 | D3050230 | CNRSE | CNRSE ST-FAC
MYP-1553-RTC-01 | MAYPOR-1553 | ROOFTOP A/C, ELECTRIC HEAT, 3TON | TRANE | 5WCC4036A1000AA | FACILITIES | BOTH | D30 | D3050 | D3050176 | CNRSE | CNRSE ST-FAC
MYP-1553-RTC-02 | MAYPOR-1553 | ROOFTOP A/C, ELECTRIC HEAT, 5 TON | TRANE | 5WCC4060A1000AA | FACILITIES | BOTH | D30 | D3050 | D3050176 | CNRSE | CNRSE ST-FAC
MYP-1553-SDH-01 | MAYPOR-1553 | SPLIT SYSTEM HEAT PUMP , OUTDOOR UNIT 4 TON | GOODMAN | GSC130481CC | FACILITIES | BOTH | D30 | D3030 | D3030224 | CNRSE | CNRSE ST-FAC
MYP-1553-SDH-03 | MAYPOR-1553 | SPLIT SYSTEM HEAT PUMP , OUTDOOR UNIT | AMERICAN STANDARD | PH5SAN44800AABAA | FACILITIES | BOTH | D30 | D3030 | D3030224 | CNRSE | CNRSE ST-FAC
MYP-1553-SDI-01 | MAYPOR-1553 | FAN COIL A/C, DUCT MOUNT, 2 PIPE | FUJITSU | ASU18CL | FACILITIES | BOTH | D30 | D3040 | D3040904 | CNRSE | CNRSE ST-FAC
MYP-1553-SDI-02 | MAYPOR-1553 | SPLIT DUCTLESS SYSTEM, INDOOR UNIT | MITSUBISHI | MSZ-D30NA | FACILITIES | BOTH | D30 | D3040 | D3040904 | CNRSE | CNRSE ST-FAC
MYP-1553-SDS-01 | MAYPOR-1553 | DX: CONDENSER, AIR COOLED SPLIT UNIT | FUJITSU | ACU18CL | FACILITIES | BOTH | D30 | D3030 | D3030225 | CNRSE | CNRSE ST-FAC
MYP-1553-SDS-02 | MAYPOR-1553 | DX: CONDENSER, AIR COOLED SPLIT UNIT | MITSUBISHI | MUZ-D30NA | FACILITIES | BOTH | D30 | D3030 | D3030225 | CNRSE | CNRSE ST-FAC
MYP-1553-SSP-01 | MAYPOR-1553 | DX AIR HANDLING UNIT | LIEBERT CORP M | Unknown | FACILITIES | BOTH | D30 | D3040 | D3040905 | CNRSE | CNRSE ST-FAC
MYP-1553-SSP-02 | MAYPOR-1553 | SPLIT SYSTEM HEATPUMP, INDOOR UNIT, 4 TON | AMERICAN STANDARD | Unknown | FACILITIES | BOTH | D30 | D3040 | D3040905 | CNRSE | CNRSE ST-FAC
MYP-1553-UHA-01 | MAYPOR-1553 | UNIT HEATERS, HYDRONIC, LARGE | TRANE | NO ACCESS | FACILITIES | BOTH | D30 | D3050 | D3050130 | CNRSE | CNRSE ST-FAC
MYP-1553-UHA-02 | MAYPOR-1553 | UNIT HEATERS, HYDRONIC, SMALL | TRANE | UHSB0601EAA2010000A | FACILITIES | BOTH | D30 | D3050 | D3050130 | CNRSE | CNRSE ST-FAC
MYP-1553-UHE-01 | MAYPOR-1553 | UNIT HEATERS, ELECTRIC | TRANE | UHEC-033DACA | FACILITIES | BOTH | D30 | D3050 | D3050901 | CNRSE | CNRSE ST-FAC
MYP-1553-WHP-01 | MAYPOR-1553 | THRU-WALL HEAT PUMP BARD UNIT | BARD | W30H1-A05XPXX2E | FACILITIES | BOTH | D30 | D3050 | D3050260 | CNRSE | CNRSE ST-FAC
MYP-1553-WHP-02 | MAYPOR-1553 | THRU-WALL HEAT PUMP BARD UINT | BARD | W36H1-A05XPXX2E | FACILITIES | BOTH | D30 | D3050 | D3050260 | CNRSE | CNRSE ST-FAC
MYP-1554-AHC-01 | MAYPOR-1554 | AIR HANDLING UNIT | TRANE | MCCB021UA0B0UA | FACILITIES | BOTH | D30 | D3040 | D3040110 | CNRSE | CNRSE ST-FAC
MYP-1554-CCU-01 | MAYPOR-1554 | COMPUTER ROOM COOLING UNIT | MITSHUBISHI | MUZ-D30NA | FACILITIES | BOTH | D30 | D3050 | D3050185 | CNRSE | CNRSE ST-FAC
MYP-1554-CCU-02 | MAYPOR-1554 | COMPUTER ROOM COOLING UNIT | LIEBERT CORP M | DCDF425-YS5910 | FACILITIES | BOTH | D30 | D3050 | D3050185 | CNRSE | CNRSE ST-FAC
MYP-1554-CCU-03 | MAYPOR-1554 | COMPUTER ROOM COOLING UNIT | DATA AIRE | DAAD-0834 | FACILITIES | BOTH | D30 | D3050 | D3050185 | CNRSE | CNRSE ST-FAC
MYP-1554-CDU-01 | MAYPOR-1554 | CONDENSER, DX, AIR COOLED | LEIBERT | DCDF415-YS5910 | FACILITIES | BOTH | D30 | D3030 | D3030901 | CNRSE | CNRSE ST-FAC
MYP-1554-CDU-02 | MAYPOR-1554 | CONDENSING UNIT | LEIBERT | DCDF415-YS5910 | FACILITIES | BOTH | D30 | D3030 | D3030901 | CNRSE | CNRSE ST-FAC
MYP-1554-CDU-03 | MAYPOR-1554 | CONDENSING UNIT | LEIBERT | NOT LEGIBLE | FACILITIES | BOTH | D30 | D3030 | D3030901 | CNRSE | CNRSE ST-FAC
MYP-1554-CID-01 | MAYPOR-1554 | HVAC CONTROLS, ELECTRIC, DIGITAL VFD (15) HP | DANFOSS | 131F0143 | FACILITIES | BOTH | D30 | D3060 | D3060901 | CNRSE | CNRSE ST-FAC
MYP-1554-CPS-01 | MAYPOR-1554 | HW CIRCULATING PUMP | Unknown | NO NAME PLATE | FACILITIES | BOTH | D30 | D3040 | D3040330 | CNRSE | CNRSE ST-FAC
MYP-1554-CPS-02 | MAYPOR-1554 | HW CIRCULATING PUMP (HOT) | BELL AND GOSSETT | 1510SSF 8.25 | FACILITIES | BOTH | D30 | D3040 | D3040330 | CNRSE | CNRSE ST-FAC
MYP-1554-CPS-03 | MAYPOR-1554 | CW CIRCULATING PUMP | BELL AND GOSSETT | 6-1510 SSF 7 | FACILITIES | BOTH | D30 | D3040 | D3040330 | CNRSE | CNRSE ST-FAC
MYP-1554-CSA-01 | MAYPOR-1554 | CHILLER, SCROLL, AIR COOLED | TRANE | CGAM 30 | FACILITIES | BOTH | D30 | D3030 | D3030120 | CNRSE | CNRSE ST-FAC
MYP-1554-UHG-01 | MAYPOR-1554 | UNIT HEATERS - GAS | Unknown | NO ACCESS | FACILITIES | BOTH | D30 | D3050 | D3050120 | CNRSE | CNRSE ST-FAC
MYP-1554-UHG-02 | MAYPOR-1554 | UNIT HEATERS, HOT WATER | DUNHAM-BUSH | NO ACCESS | FACILITIES | BOTH | D30 | D3050 | D3050120 | CNRSE | CNRSE ST-FAC
MYP-1554-VAT-01 | MAYPOR-1554 | VAV QTY= 13 | CARNES | AVWB-12 CE5CSL | FACILITIES | BOTH | D30 | D3040 | D3040132 | CNRSE | CNRSE ST-FAC
MYP-1555-ACE-01 | MAYPOR-1555 | CW COMPUTER ROOM COOLING UNIT | LIEBERT CORP M | FH302C-ME1 | FACILITIES | BOTH | D30 | D3050 | D3050185 | CNRSE | CNRSE ST-FAC
MYP-1555-ACE-02 | MAYPOR-1555 | CW COMPUTER ROOM COOLING UNIT | DATA AIRE | DCD-242-34 | FACILITIES | BOTH | D30 | D3050 | D3050185 | CNRSE | CNRSE ST-FAC
MYP-1555-ACE-03 | MAYPOR-1555 | CW COMPUTER ROOM COOLING UNIT | DATA AIRE | DCD-142-34 | FACILITIES | BOTH | D30 | D3050 | D3050185 | CNRSE | CNRSE ST-FAC
MYP-1555-ACE-04 | MAYPOR-1555 | CW COMPUTER ROOM COOLING UNIT | DATA AIRE | DCD-142-34 | FACILITIES | BOTH | D30 | D3050 | D3050185 | CNRSE | CNRSE ST-FAC
MYP-1555-ACE-05 | MAYPOR-1555 | CW COMPUTER ROOM COOLING UNIT | DATA AIRE | DCD-142-34 | FACILITIES | BOTH | D30 | D3050 | D3050185 | CNRSE | CNRSE ST-FAC
MYP-1555-ACE-06 | MAYPOR-1555 | CW COMPUTER ROOM COOLING UNIT | DATA AIRE | DCD-242-34 | FACILITIES | BOTH | D30 | D3050 | D3050185 | CNRSE | CNRSE ST-FAC
MYP-1555-ACE-07 | MAYPOR-1555 | DX COMPUTER ROOM COOLING UNIT | LIEBERT CORP M | DS035ADADE1518A | FACILITIES | BOTH | D30 | D3050 | D3050185 | CNRSE | CNRSE ST-FAC
MYP-1555-ACE-08 | MAYPOR-1555 | CW COMPUTER ROOM COOLING UNIT | LIEBERT CORP M | FH302C-AAEI | FACILITIES | BOTH | D30 | D3050 | D3050185 | CNRSE | CNRSE ST-FAC
MYP-1555-ACE-09 | MAYPOR-1555 | CW COMPUTER ROOM COOLING UNIT | DATA AIRE | DCD-242-34 | FACILITIES | BOTH | D30 | D3050 | D3050185 | CNRSE | CNRSE ST-FAC
MYP-1555-ACE-10 | MAYPOR-1555 | CW COMPUTER ROOM COOLING UNIT CRU-1 | DATA AIRE | DCD-242-34 | FACILITIES | BOTH | D30 | D3050 | D3050185 | CNRSE | CNRSE ST-FAC
MYP-1555-ACE-11 | MAYPOR-1555 | CW COMPUTER ROOM COOLING UNIT | LIEBERT CORP M | FH147C-AAE17839 | FACILITIES | BOTH | D30 | D3050 | D3050185 | CNRSE | CNRSE ST-FAC
MYP-1555-AHC-01 | MAYPOR-1555 | CW AIR HANDLING UNITS | CARRIER | 39MN17B0102DX11XBS | FACILITIES | BOTH | D30 | D3040 | D3040110 | CNRSE | CNRSE ST-FAC
MYP-1555-AHC-02 | MAYPOR-1555 | CW AIR HANDLING UNITS | CARRIER | 39ED19 | FACILITIES | BOTH | D30 | D3040 | D3040110 | CNRSE | CNRSE ST-FAC
MYP-1555-AHC-03 | MAYPOR-1555 | CW AIR HANDLING UNITS #3 | YORK | XTI-030X042-BAFA146A | FACILITIES | BOTH | D30 | D3040 | D3040110 | CNRSE | CNRSE ST-FAC
MYP-1555-AHC-04 | MAYPOR-1555 | CW AIR HANDLING UNIT | YORK | XT1-030X042-BAFA146A | FACILITIES | BOTH | D30 | D3040 | D3040110 | CNRSE | CNRSE ST-FAC
MYP-1555-AHC-05 | MAYPOR-1555 | CW AIR HANDLING UNIT | DATA AIRE | DCU242-34 | FACILITIES | BOTH | D30 | D3040 | D3040110 | CNRSE | CNRSE ST-FAC
MYP-1555-CAD-02 | MAYPOR-1555 | AIR DRYER | HANKINSON | HPR15 | FACILITIES | BOTH | D30 | D3040 | D3060904 | CNRSE | CNRSE ST-FAC
MYP-1555-CDX-01 | MAYPOR-1555 | CONDENSING UNIT | CARRIER | 24HCB348A500 | FACILITIES | BOTH | D30 | D3030 | D3030901 | CNRSE | CNRSE ST-FAC
MYP-1555-CDX-02 | MAYPOR-1555 | CONDENSING UNIT | TRANE | 4TTA3060D300CA | FACILITIES | BOTH | D30 | D3030 | D3030901 | CNRSE | CNRSE ST-FAC
MYP-1555-CDX-03 | MAYPOR-1555 | CONDENSING UNIT | LIEBERT CORP M | TCDV205-AS5910 | FACILITIES | BOTH | D30 | D3030 | D3030901 | CNRSE | CNRSE ST-FAC
MYP-1555-CDX-04 | MAYPOR-1555 | DX CONDENSER, AIR COOLED | MITSUBISHI | PUHY-P96YKMU-A | FACILITIES | BOTH | D30 | D3030 | D3030901 | CNRSE | CNRSE ST-FAC
MYP-1555-CDX-05 | MAYPOR-1555 | DX CONDENSER, AIR COOLED | MITSUBISHI | PUHY-P72YKMU-A | FACILITIES | BOTH | D30 | D3030 | D3030901 | CNRSE | CNRSE ST-FAC
MYP-1555-CID-01 | MAYPOR-1555 | HVAC CONTROLS, ELECTRIC, DIGITAL VFD (15) HP | DANFOSS | 131F0143 | FACILITIES | BOTH | D30 | D3060 | D3060901 | CNRSE | CNRSE ST-FAC
MYP-1555-CPS-01 | MAYPOR-1555 | CW PUMP, 15HP | Unknown | NO NAME PLATE | FACILITIES | BOTH | D30 | D3040 | D3040330 | CNRSE | CNRSE ST-FAC
MYP-1555-CPS-02 | MAYPOR-1555 | HW PUMP, 7.5HP | BELL AND GOSSETT | E80 6SF 9.25 | FACILITIES | BOTH | D30 | D3040 | D3040330 | CNRSE | CNRSE ST-FAC
MYP-1555-CPS-03 | MAYPOR-1555 | Circulating Pump, End Suction | BELL AND GOSSETT | 1531 BF 7.875 | FACILITIES | BOTH | D30 | D3040 | D3040330 | CNRSE | CNRSE ST-FAC
MYP-1555-CPS-04 | MAYPOR-1555 | CW PUMP, FROM COOLING TOWER, 15HP | Unknown | NO NAME PLATE | FACILITIES | BOTH | D30 | D3040 | D3040330 | CNRSE | CNRSE ST-FAC
MYP-1555-CPS-05 | MAYPOR-1555 | Circulating Pump, End Suction,4in size, 7-1/2 HP, to 350 GPM | BELL AND GOSSETT | 2084489 | FACILITIES | BOTH | D30 | D3040 | D3040330 | CNRSE | CNRSE ST-FAC
MYP-1555-CRA-01 | MAYPOR-1555 | CHILLER # 1 180 Ton - Turbo Core | MAQUAY | WMC150DBS-ER10 | FACILITIES | BOTH | D30 | D3030 | D3030135 | CNRSE | CNRSE ST-FAC
MYP-1555-CRW-02 | MAYPOR-1555 | Chiller, Reciprocating, Air Cooled,210 TN | TRANE | CGAM060F2W02AXB2A1A1A1CXXA101A4XXXXXXB1A3AD1XXLXX | FACILITIES | BOTH | D30 | D3030 | D3030130 | CNRSE | CNRSE ST-FAC
MYP-1555-CTG-01 | MAYPOR-1555 | PACKAGED COOLING TOWER - 'J' ANNEX | MARLEY | NC CLASS | FACILITIES | BOTH | D30 | D3030 | D3030310 | CNRSE | CNRSE ST-FAC
MYP-1555-FCD-01 | MAYPOR-1555 | FAN COIL UNIT | YORK | XTI-033X045-BAGA046A | FACILITIES | BOTH | D30 | D3040 | D3040124 | CNRSE | CNRSE ST-FAC
MYP-1555-FCD-02 | MAYPOR-1555 | FAN COIL UNIT | TRANE | BCHC072E1D0A1G06R000000B01 | FACILITIES | BOTH | D30 | D3040 | D3040124 | CNRSE | CNRSE ST-FAC
MYP-1555-FCD-03 | MAYPOR-1555 | FAN COIL UNIT #1 | Unknown | Unknown | FACILITIES | BOTH | D30 | D3040 | D3040124 | CNRSE | CNRSE ST-FAC
MYP-1555-SSP-01 | MAYPOR-1555 | DX INDOOR UNIT | MITSUBISHI | PLFY-P36NEMU-E | FACILITIES | BOTH | D30 | D3040 | D3040905 | CNRSE | CNRSE ST-FAC
MYP-1555-SSP-02 | MAYPOR-1555 | DX INDOOR UNIT | MITSUBISHI | NO ACCESS | FACILITIES | BOTH | D30 | D3040 | D3040905 | CNRSE | CNRSE ST-FAC
MYP-1555-SSP-03 | MAYPOR-1555 | DX INDOOR UNIT | MITSUBISHI | NO ACCESS | FACILITIES | BOTH | D30 | D3040 | D3040905 | CNRSE | CNRSE ST-FAC
MYP-1555-SSP-04 | MAYPOR-1555 | DX INDOOR UNIT | MITSUBISHI | NO ACCESS | FACILITIES | BOTH | D30 | D3040 | D3040905 | CNRSE | CNRSE ST-FAC
MYP-1555-SSP-05 | MAYPOR-1555 | DX INDOOR UNIT | MITSUBISHI | NO ACCESS | FACILITIES | BOTH | D30 | D3040 | D3040905 | CNRSE | CNRSE ST-FAC
MYP-1555-SSP-06 | MAYPOR-1555 | DX INDOOR UNIT | MITSUBISHI | NO ACCESS | FACILITIES | BOTH | D30 | D3040 | D3040905 | CNRSE | CNRSE ST-FAC
MYP-1555-SSP-07 | MAYPOR-1555 | DX AIR HANDLING UNIT | CARRIER | FX4CNF048 | FACILITIES | BOTH | D30 | D3040 | D3040905 | CNRSE | CNRSE ST-FAC
MYP-1555-SSP-08 | MAYPOR-1555 | DX AIR HANDLING UNIT | TRANE | TAM7B0C60H51SBA | FACILITIES | BOTH | D30 | D3040 | D3040905 | CNRSE | CNRSE ST-FAC
MYP-1555-SSP-09 | MAYPOR-1555 | DX AIR HANDLING UNIT | TRANE | Unknown | FACILITIES | BOTH | D30 | D3040 | D3040905 | CNRSE | CNRSE ST-FAC
MYP-1555-SSP-10 | MAYPOR-1555 | DX MINI SPLIT CONDENSER | MITSUBISHI | PUHY-P96YKMU-A | FACILITIES | BOTH | D30 | D3040 | D3040905 | CNRSE | CNRSE ST-FAC
MYP-1555-TPR-01 | MAYPOR-1555 | CW AIR HANDLING UNITS #2 | YORK | XT0-054X072-BAKA046A | FACILITIES | BOTH | D30 | D3050 | D3050175 | CNRSE | CNRSE ST-FAC
MYP-1555-TPR-02 | MAYPOR-1555 | CW AIR HANDLING UNITS #1 | YORK | XTO-042X063-BALA046A | FACILITIES | BOTH | D30 | D3050 | D3050175 | CNRSE | CNRSE ST-FAC
MYP-1555-UHG-01 | MAYPOR-1555 | UNIT HEATERS, HOT WATER QTY=2 | MODINE | H9258S01 | FACILITIES | BOTH | D30 | D3050 | D3050120 | CNRSE | CNRSE ST-FAC
MYP-1555-UHG-02 | MAYPOR-1555 | UNIT HEATERS, HOT WATER | MODINE | NO ACCESS | FACILITIES | BOTH | D30 | D3050 | D3050120 | CNRSE | CNRSE ST-FAC
MYP-1555-VAT-01 | MAYPOR-1555 | VAV | Unknown | NO NAME PLATE | FACILITIES | BOTH | D30 | D3040 | D3040132 | CNRSE | CNRSE ST-FAC
MYP-1556-AHC-01 | MAYPOR-1556 | AIR HANDLING UNIT, CENTRAL STATION | DAIKIN MCQUAY | CAH040GDDC | FACILITIES | BOTH | D30 | D3040 | D3040110 | CNRSE | CNRSE ST-FAC
MYP-1556-CID-01 | MAYPOR-1556 | HVAC CONTROLS, ELECTRIC, DIGITAL VFD (20) HP | DANFOSS | 177U9546 | FACILITIES | BOTH | D30 | D3060 | D3060901 | CNRSE | CNRSE ST-FAC
MYP-1556-CPS-01 | MAYPOR-1556 | CW CIRCULATING PUMP, 3HP | Unknown | NO NAME PLATE | FACILITIES | BOTH | D30 | D3040 | D3040330 | CNRSE | CNRSE ST-FAC
MYP-1556-CPS-02 | MAYPOR-1556 | HW CIRCULATING PUMP, 5HP | BELL AND GOSSETT | 80 BF 8.5 | FACILITIES | BOTH | D30 | D3040 | D3040330 | CNRSE | CNRSE ST-FAC
MYP-1556-CRA-01 | MAYPOR-1556 | CHILLER 65 TON | DAIKIN MCQUAY | AGZ065EPMNN-ER00 | FACILITIES | BOTH | D30 | D3030 | D3030135 | CNRSE | CNRSE ST-FAC
MYP-1556-VAT-01 | MAYPOR-1556 | VAV QTY= 23 | Unknown | NO NAME PLATE | FACILITIES | BOTH | D30 | D3040 | D3040132 | CNRSE | CNRSE ST-FAC
MYP-1563-WAC-02 | MAYPOR-1563 | THRU-WALL A/C UNIT 1/2 TON | FRIEDRICH AIR CONDITIONING | FRIEDRICH AGMK00654 | FACILITIES | BOTH | D30 | D3050 | D3050255 | CNRSE | CNRSE ST-FAC
MYP-1571-SDC-01 | MAYPOR-1571 | ELECTRONIC CONTROLS, STANDALONE NON-DDC | BARD | LC6000 | FACILITIES | BOTH | D30 | D3060 | D3060910 | CNRSE | CNRSE ST-FAC
MYP-1571-WAC-08 | MAYPOR-1571 | THRU WALL AC UNIT, 7.5 TON | BARD | W090AEC18BP1X3X | FACILITIES | BOTH | D30 | D3050 | D3050255 | CNRSE | CNRSE ST-FAC
MYP-1571-WAC-09 | MAYPOR-1571 | THRU WALL AC UNIT, 7.5 TON | BARD | W090AEC18BP1X3X | FACILITIES | BOTH | D30 | D3050 | D3050255 | CNRSE | CNRSE ST-FAC
MYP-1571-WAC-10 | MAYPOR-1571 | THRU WALL AC UNIT, 7.5 TON | BARD | W090AEC18BP1X3X | FACILITIES | BOTH | D30 | D3050 | D3050255 | CNRSE | CNRSE ST-FAC
MYP-1576-CDX-01 | MAYPOR-1576 | CONDENSER, DX, AIR COOLED | TRANE | 2TWA3042A3000AA | FACILITIES | BOTH | D30 | D3030 | D3030901 | CNRSE | CNRSE ST-FAC
MYP-1576-CDX-02 | MAYPOR-1576 | CONDENSER, DX, AIR COOLED | TRANE | 2TWA3048A3000AA | FACILITIES | BOTH | D30 | D3030 | D3030901 | CNRSE | CNRSE ST-FAC
MYP-1576-CDX-04 | MAYPOR-1576 | CONDENSER, DX, AIR COOLED | CARRIER | 25HCE430A300 | FACILITIES | BOTH | D30 | D3030 | D3030901 | CNRSE | CNRSE ST-FAC
MYP-1576-CDX-06 | MAYPOR-1576 | CONDENSER, DX, AIR COOLED | CARRIER | 25HCE448A500 | FACILITIES | BOTH | D30 | D3030 | D3030901 | CNRSE | CNRSE ST-FAC
MYP-1576-CDX-07 | MAYPOR-1576 | CONDENSER, DX, AIR COOLED | CARRIER | 25HCE448A500 | FACILITIES | BOTH | D30 | D3030 | D3030901 | CNRSE | CNRSE ST-FAC
MYP-1576-CDX-08 | MAYPOR-1576 | CONDENSER, DX, AIRCOOLED, 5 TON | DAIKIN | DZ145A0603AB | FACILITIES | BOTH | D30 | D3030 | D3030901 | CNRSE | CNRSE ST-FAC
MYP-1576-CDX-09 | MAYPOR-1576 | CONDENSER, DX, AIR COOLED, 5 TON | TRANE | 4TWA4060A3000AB | FACILITIES | BOTH | D30 | D3030 | D3030901 | CNRSE | CNRSE ST-FAC
MYP-1576-SDI-02 | MAYPOR-1576 | SPLIT DUCTLESS SYSTEM, INDOOR UNIT | MITSUBISHI | MUY-GL-18NA | FACILITIES | BOTH | D30 | D3040 | D3040904 | CNRSE | CNRSE ST-FAC
MYP-1576-SDI-03 | MAYPOR-1576 | SPLIT DUCTLESS SYSTEM, | MITSUBISHI | MUY-GL-18NA | FACILITIES | BOTH | D30 | D3040 | D3040904 | CNRSE | CNRSE ST-FAC
MYP-1576-SDS-02 | MAYPOR-1576 | SPLIT DUCTLESS HEAT PUMP, OUTDOOR UNIT | MITSUBISHI | MUY-GE18NA | FACILITIES | BOTH | D30 | D3030 | D3030225 | CNRSE | CNRSE ST-FAC
MYP-1576-SSP-01 | MAYPOR-1576 | DX AIR HANDLING UNIT | CARRIER | FB4CNP048 | FACILITIES | BOTH | D30 | D3040 | D3040905 | CNRSE | CNRSE ST-FAC
MYP-1576-SSP-02 | MAYPOR-1576 | DX AIR HANDLING UNIT | CARRIER | FV4CNF002 | FACILITIES | BOTH | D30 | D3040 | D3040905 | CNRSE | CNRSE ST-FAC
MYP-1576-SSP-03 | MAYPOR-1576 | DX AIR HANDLING UNIT | CARRIER | FB4CNP048 | FACILITIES | BOTH | D30 | D3040 | D3040905 | CNRSE | CNRSE ST-FAC
MYP-1576-SSP-04 | MAYPOR-1576 | DX AIR HANDLING UNIT | TRANE | 2TEC3F60B1000AA | FACILITIES | BOTH | D30 | D3040 | D3040905 | CNRSE | CNRSE ST-FAC
MYP-1576-SSP-05 | MAYPOR-1576 | DX AIR HANDLING UNIT | TRANE | 2TEC3F42C1000AA | FACILITIES | BOTH | D30 | D3040 | D3040905 | CNRSE | CNRSE ST-FAC
MYP-1576-SSP-07 | MAYPOR-1576 | DX AIR HANDLING UNIT | RHEEM | RHLA-HM4821JA | FACILITIES | BOTH | D30 | D3040 | D3040905 | CNRSE | CNRSE ST-FAC
MYP-1576-SSP-08 | MAYPOR-1576 | DX AIR HANDLING UNIT, 5 TON | TRANE | TEM6B0C60H51SAA | FACILITIES | BOTH | D30 | D3040 | D3040905 | CNRSE | CNRSE ST-FAC
MYP-1591-SDH-01 | MAYPOR-1591 | SPLIT SYSTEM HEAT PUMP. #3 OUTDR UNIT, 5-TON | CARRIER | 25HCE460A300 | FACILITIES | BOTH | D30 | D3030 | D3030224 | CNRSE | CNRSE ST-FAC
MYP-1591-SDH-02 | MAYPOR-1591 | SPLIT SYSTEM HEAT PUMP , OUTDOOR UNIT, 3 1/2-TON | CARRIER | 25HCE442A300 | FACILITIES | BOTH | D30 | D3030 | D3030224 | CNRSE | CNRSE ST-FAC
MYP-1591-SDH-03 | MAYPOR-1591 | SPLIT SYSTEM HEAT PUMP , OUTDOOR , 3.5 TON | CARRIER | 25HCE442A300 | FACILITIES | BOTH | D30 | D3030 | D3030224 | CNRSE | CNRSE ST-FAC
MYP-1591-SSP-01 | MAYPOR-1591 | SPLIT SYSTEM HEAT PUMP, INDOOR UNIT, 3.5-TON | CARRIER | FX4DNF043 | FACILITIES | BOTH | D30 | D3040 | D3040905 | CNRSE | CNRSE ST-FAC
MYP-1591-SSP-02 | MAYPOR-1591 | SPLIT SYSTEM HEAT PUMP, INDOOR UNIT, 3.5-TON | CARRIER | FX4DNF043 | FACILITIES | BOTH | D30 | D3040 | D3040905 | CNRSE | CNRSE ST-FAC
MYP-1591-SSP-03 | MAYPOR-1591 | SPLIT SYSTEM HEAT PUMP, INDOOR UNIT, 5-TON | CARRIER | FX4DNF061 | FACILITIES | BOTH | D30 | D3040 | D3040905 | CNRSE | CNRSE ST-FAC
MYP-1607-CDX-01 | MAYPOR-1607 | DX: CONDENSER, AIR COOLED | TRANE | TWA090D30RAB | FACILITIES | BOTH | D30 | D3030 | D3030901 | CNRSE | CNRSE ST-FAC
MYP-1607-SDI-01 | MAYPOR-1607 | SPLIT DUCTLESS SYSTEM, INDOOR UNIT | MITSUBISHI | MSY-A17NA | FACILITIES | BOTH | D30 | D3040 | D3040904 | CNRSE | CNRSE ST-FAC
MYP-1607-SDS-01 | MAYPOR-1607 | SPLIT SYSTEMS AIR COOLED CONDENSE UNIT | MITSUBISHI | MUY-A17NA | FACILITIES | BOTH | D30 | D3030 | D3030225 | CNRSE | CNRSE ST-FAC
MYP-1607-SSP-01 | MAYPOR-1607 | DX AIR HANDLING UNIT | TRANE | TWE090D300AB | FACILITIES | BOTH | D30 | D3040 | D3040110 | CNRSE | CNRSE ST-FAC
MYP-1613 | N60201 | FAC#" MP-1234 HVAC-NorthSide | Unknown | Unknown | FACILITIES | BOTH | E10 | E1090 | E1090999 | CNRSE | CNRSE ST-FAC
MYP-1613-1 | N60201 | FAC#" MP-1234 Heat Pump Condensor | Unknown | Unknown | FACILITIES | BOTH | E10 | E1090 | E1090999 | CNRSE | CNRSE ST-FAC
MYP-1613-2 | N60201 | FAC#" MP-1234 Heat Pump Air Handler | Unknown | Unknown | FACILITIES | BOTH | E10 | E1090 | E1090999 | CNRSE | CNRSE ST-FAC
MYP-1613-CDX-00 | MAYPOR-1613 | CONDENSER, DX, AIR COOLED | GRAND AIRE | WCH4304GKP10U | FACILITIES | BOTH | D30 | D3030 | D3030901 | CNRSE | CNRSE ST-FAC
MYP-1613-CDX-01 | MAYPOR-1613 | CONDENSER, DX, AIR COOLED | Unknown | Unknown | FACILITIES | BOTH | D30 | D3030 | D3030901 | CNRSE | CNRSE ST-FAC
MYP-1613-CDX-02 | MAYPOR-1613 | CONDENSER, DX, AIR COOLED | GOODMAN | GSZ130421AB | FACILITIES | BOTH | D30 | D3030 | D3030901 | CNRSE | CNRSE ST-FAC
MYP-1613-CDX-04 | MAYPOR-1613 | DX: CONDENSER, AIR COOLED | PAYNE | PH13NR042-K | FACILITIES | BOTH | D30 | D3030 | D3030901 | CNRSE | CNRSE ST-FAC
MYP-1613-CDX-05 | MAYPOR-1613 | DX: CONDENSER, AIR COOLED | TRANE | 2A7M3042A1000AA | FACILITIES | BOTH | D30 | D3030 | D3030901 | CNRSE | CNRSE ST-FAC
MYP-1613-CDX-06 | MAYPOR-1613 | DX: CONDENSER, AIR COOLED | TRANE | 2A7M3042A1000AA | FACILITIES | BOTH | D30 | D3030 | D3030901 | CNRSE | CNRSE ST-FAC
MYP-1613-PTA-00 | MAYPOR-1613 | PACKAGE TERMINAL A/C, | AMANA | PTC123G35CXXXBA | FACILITIES | BOTH | D30 | D3050 | D3050330 | CNRSE | CNRSE ST-FAC
MYP-1613-PTA-01 | MAYPOR-1613 | PACKAGE TERMINAL A/C, | AMANA | PTC123D35ARDA | FACILITIES | BOTH | D30 | D3050 | D3050330 | CNRSE | CNRSE ST-FAC
MYP-1613-SSP-01 | MAYPOR-1613 | SPLIT SYSTEM HEAT PUMP, INDOOR UNIT - 2.5 TON | CARRIER | FA4CNF030 | FACILITIES | BOTH | D30 | D3040 | D3040905 | CNRSE | CNRSE ST-FAC
MYP-1613-SSP-02 | MAYPOR-1613 | DX AIR HANDLING UNIT | CARRIER | FA4CNF030 | FACILITIES | BOTH | D30 | D3040 | D3040905 | CNRSE | CNRSE ST-FAC
MYP-1613-SSP-03 | MAYPOR-1613 | SPLIT SYSTEM HEAT PUMP, INDOOR UNIT - 7.5 TON | TRANE | TWE090B300EL | FACILITIES | BOTH | D30 | D3040 | D3040905 | CNRSE | CNRSE ST-FAC
MYP-1613-SSP-05 | MAYPOR-1613 | SPLIT SYSTEM HEAT PUMP, INDOOR UNIT - 2.5 TON | CARRIER | FA4CNF030000AAAA | FACILITIES | BOTH | D30 | D3040 | D3040905 | CNRSE | CNRSE ST-FAC
MYP-1613-SSP-06 | MAYPOR-1613 | Air Handling Unit, Central Station, 2000 CFM | GRAND AIRE | WAHL304B05E | FACILITIES | BOTH | D30 | D3040 | D3040905 | CNRSE | CNRSE ST-FAC
MYP-1613-UHG-01 | MAYPOR-1613 | UNIT HEATERS, GAS | Unknown | DR-30 | FACILITIES | BOTH | D30 | D3050 | D3050120 | CNRSE | CNRSE ST-FAC
MYP-1613-UHG-02 | MAYPOR-1613 | UNIT HEATERS, GAS | Unknown | DR-60 | FACILITIES | BOTH | D30 | D3050 | D3050120 | CNRSE | CNRSE ST-FAC
MYP-1613-WHP-01 | MAYPOR-1613 | THRU-WALL HEAT PUMP | AMANA | PTC123D35ARDA | FACILITIES | BOTH | D30 | D3050 | D3050260 | CNRSE | CNRSE ST-FAC
MYP-1613-WHP-02 | MAYPOR-1613 | THRU-WALL HEAT PUMP | AMANA | PTC123D35ARDA | FACILITIES | BOTH | D30 | D3050 | D3050260 | CNRSE | CNRSE ST-FAC
MYP-1842-AHC-01 | MAYPOR-1842 | AIR HANDLING UNIT, CENTRAL STA | DAIKIN MCQUAY | CAH013GDAM | FACILITIES | BOTH | D30 | D3040 | D3040110 | CNRSE | CNRSE ST-FAC
MYP-1842-AHC-02 | MAYPOR-1842 | HW/CW AIR HANDLING UNIT | DAIKIN MCQUAY | CAH006GDAC | FACILITIES | BOTH | D30 | D3040 | D3040110 | CNRSE | CNRSE ST-FAC
MYP-1842-AHC-03 | MAYPOR-1842 | HW/CW AIR HANDLING UNIT | DAIKIN MCQUAY | CAH012GDAM | FACILITIES | BOTH | D30 | D3040 | D3040110 | CNRSE | CNRSE ST-FAC
MYP-1842-CDX-01 | MAYPOR-1842 | CONDENSER, DX, AIR COOLED | TRANE | TWA180E40RAA | FACILITIES | BOTH | D30 | D3030 | D3030901 | CNRSE | CNRSE ST-FAC
MYP-1842-CDX-02 | MAYPOR-1842 | CONDENSER, DX, AIR COOLED | GOODMAN | GSH130601AB | FACILITIES | BOTH | D30 | D3030 | D3030901 | CNRSE | CNRSE ST-FAC
MYP-1842-CDX-03 | MAYPOR-1842 | CONDENSER, DX, AIR COOLED | GOODMAN | GSH130241AB | FACILITIES | BOTH | D30 | D3030 | D3030901 | CNRSE | CNRSE ST-FAC
MYP-1842-CDX-04 | MAYPOR-1842 | CONDENSER, DX, AIR COOLED | Unknown | Unknown | FACILITIES | BOTH | D30 | D3030 | D3030901 | CNRSE | CNRSE ST-FAC
MYP-1842-CPS-01 | MAYPOR-1842 | CW CIRCULATING PUMP, CHWP-1 | BALDOR | CAT# JMM3211 | FACILITIES | BOTH | D30 | D3040 | D3040330 | CNRSE | CNRSE ST-FAC
MYP-1842-CPS-02 | MAYPOR-1842 | CW CIRCULATING PUMP, CHWP-2 | BALDOR | CAT# JMM32117 | FACILITIES | BOTH | D30 | D3040 | D3040330 | CNRSE | CNRSE ST-FAC
MYP-1842-CPS-03 | MAYPOR-1842 | HW CIRCULATING PUMP, HWP-1 | Unknown | CAT# VEM31104 | FACILITIES | BOTH | D30 | D3040 | D3040330 | CNRSE | CNRSE ST-FAC
MYP-1842-CRA-01 | MAYPOR-1842 | CHILLER - 'J' -ANNEX | DAIKIN MCQUAY | AGZ080DHHNN-ER10 | FACILITIES | BOTH | D30 | D3030 | D3030135 | CNRSE | CNRSE ST-FAC
MYP-1842-SDI-01 | MAYPOR-1842 | SPLIT DUCTLESS SYSTEM, INDOOR UNIT | MITSUBISHI | MSY-A24NA | FACILITIES | BOTH | D30 | D3040 | D3040904 | CNRSE | CNRSE ST-FAC
MYP-1842-SDI-02 | MAYPOR-1842 | SPLIT DUCTLESS SYSTEM, INDOOR UNIT | MITSUBISHI | MSY-A24NA | FACILITIES | BOTH | D30 | D3040 | D3040904 | CNRSE | CNRSE ST-FAC
MYP-1842-SDI-03 | MAYPOR-1842 | SPLIT DUCTLESS SYSTEM, INDOOR UNIT | MITSUBISHI | MSY-A24NA | FACILITIES | BOTH | D30 | D3040 | D3040904 | CNRSE | CNRSE ST-FAC
MYP-1842-SDI-04 | MAYPOR-1842 | SPLIT DUCTLESS SYSTEM, INDOOR UNIT | MITSUBISHI | MSY-A24NA | FACILITIES | BOTH | D30 | D3040 | D3040904 | CNRSE | CNRSE ST-FAC
MYP-1842-SDI-05 | MAYPOR-1842 | SPLIT DUCTLESS SYSTEM, INDOOR UNIT | MITSUBISHI | MSY-A24NA | FACILITIES | BOTH | D30 | D3040 | D3040904 | CNRSE | CNRSE ST-FAC
MYP-1842-SDI-06 | MAYPOR-1842 | SPLIT DUCTLESS SYSTEM, INDOOR UNIT | MITSUBISHI | MSY-A24NA | FACILITIES | BOTH | D30 | D3040 | D3040904 | CNRSE | CNRSE ST-FAC
MYP-1842-SDS-01 | MAYPOR-1842 | SPLIT DUCTLESS HEAT PUMP, OUTDOOR UNIT | MITSUBISHI | MUY-GE24NA | FACILITIES | BOTH | D30 | D3030 | D3030225 | CNRSE | CNRSE ST-FAC
MYP-1842-SDS-02 | MAYPOR-1842 | SPLIT DUCTLESS HEAT PUMP, OUTDOOR UNIT | MITSUBISHI | MUY-GE24NA | FACILITIES | BOTH | D30 | D3030 | D3030225 | CNRSE | CNRSE ST-FAC
MYP-1842-SDS-03 | MAYPOR-1842 | SPLIT DUCTLESS HEAT PUMP, OUTDOOR UNIT | MITSUBISHI | MUY-GL24NA | FACILITIES | BOTH | D30 | D3030 | D3030225 | CNRSE | CNRSE ST-FAC
MYP-1842-SDS-04 | MAYPOR-1842 | SPLIT DUCTLESS HEAT PUMP, OUTDOOR UNIT | MITSUBISHI | MUY-GE24NA | FACILITIES | BOTH | D30 | D3030 | D3030225 | CNRSE | CNRSE ST-FAC
MYP-1842-SDS-05 | MAYPOR-1842 | SPLIT DUCTLESS HEAT PUMP, OUTDOOR UNIT | MITSUBISHI | MUY-GL24NA | FACILITIES | BOTH | D30 | D3030 | D3030225 | CNRSE | CNRSE ST-FAC
MYP-1842-SDS-06 | MAYPOR-1842 | SPLIT DUCTLESS HEAT PUMP, OUTDOOR UNIT | MITSUBISHI | MUY-GL24NA | FACILITIES | BOTH | D30 | D3030 | D3030225 | CNRSE | CNRSE ST-FAC
MYP-1842-SSP-01 | MAYPOR-1842 | DX AIR HANDLING UNIT | TRANE | TWE180E300AA | FACILITIES | BOTH | D30 | D3040 | D3040905 | CNRSE | CNRSE ST-FAC
MYP-1842-SSP-02 | MAYPOR-1842 | DX AIR HANDLING UNIT | GOODMAN | ARUF182416AA | FACILITIES | BOTH | D30 | D3040 | D3040905 | CNRSE | CNRSE ST-FAC
MYP-1842-SSP-03 | MAYPOR-1842 | DX AIR HANDLING UNIT | TRANE | BWE060C100GA | FACILITIES | BOTH | D30 | D3040 | D3040905 | CNRSE | CNRSE ST-FAC
MYP-1842-UHG-01 | MAYPOR-1842 | UNIT HEATER, HOT WATER | TRANE | UHSA042W2EAA1T00000BE | FACILITIES | BOTH | D30 | D3050 | D3050130 | CNRSE | CNRSE ST-FAC
MYP-1842-UHG-02 | MAYPOR-1842 | UNIT HEATER, HOT WATER | TRANE | UHSA042W2EAA1T00000BE | FACILITIES | BOTH | D30 | D3050 | D3050130 | CNRSE | CNRSE ST-FAC
MYP-1842-VAT-01 | MAYPOR-1842 | VAV | TRANE | VPWE11111U00000DD003 | FACILITIES | BOTH | D30 | D3040 | D3040132 | CNRSE | CNRSE ST-FAC
MYP-1849-AHC-01 | MAYPOR-1849 | AIR HANDLING UNIT, CENTRAL STA | CARRIER | FV4CNB006 | FACILITIES | BOTH | D30 | D3040 | D3040110 | CNRSE | CNRSE ST-FAC
MYP-1849-AHC-02 | MAYPOR-1849 | AIR HANDLING UNIT, CENTRAL STA | CARRIER | FV4CNB006 | FACILITIES | BOTH | D30 | D3040 | D3040110 | CNRSE | CNRSE ST-FAC
MYP-1849-AHC-03 | MAYPOR-1849 | AIR HANDLING UNIT, CENTRAL STA | CARRIER | FV4CNB006 | FACILITIES | BOTH | D30 | D3040 | D3040110 | CNRSE | CNRSE ST-FAC
MYP-1849-CDX-01 | MAYPOR-1849 | CONDENSER, DX, AIR COOLED | CARRIER | 25HBC560A300 | FACILITIES | BOTH | D30 | D3030 | D3030901 | CNRSE | CNRSE ST-FAC
MYP-1849-CDX-02 | MAYPOR-1849 | CONDENSER, DX, AIR COOLED | CARRIER | 25HBC560A300 | FACILITIES | BOTH | D30 | D3030 | D3030901 | CNRSE | CNRSE ST-FAC
MYP-1849-CDX-03 | MAYPOR-1849 | CONDENSER, DX, AIR COOLED | CARRIER | 25HBC560A300 | FACILITIES | BOTH | D30 | D3030 | D3030901 | CNRSE | CNRSE ST-FAC
MYP-1854-AHU-01 | MAYPOR-1854 | AIR HANDLING UNIT -'J' ANNEX | GOODMAN | AR48-1 | FACILITIES | BOTH | D30 | D3040 | D3040905 | CNRSE | CNRSE ST-FAC
MYP-1854-CDX-01 | MAYPOR-1854 | CONDENSER, DX, AIR COOLED | GOODMAN | CPLE-48-1 | FACILITIES | BOTH | D30 | D3030 | D3030901 | CNRSE | CNRSE ST-FAC
MYP-1854-WHP-01 | MAYPOR-1854 | DX THRU-WALL HEAT PUMP | AMANA | PTH123D35ARDA | FACILITIES | BOTH | D30 | D3050 | D3050260 | CNRSE | CNRSE ST-FAC
MYP-1854-WHP-02 | MAYPOR-1854 | DX THRU-WALL HEAT PUMP | AMANA | PTH123D35ARDA | FACILITIES | BOTH | D30 | D3050 | D3050260 | CNRSE | CNRSE ST-FAC
MYP-1854-WHP-03 | MAYPOR-1854 | DX THRU-WALL HEAT PUMP | AMANA | PTC123E35CXXXAC | FACILITIES | BOTH | D30 | D3050 | D3050260 | CNRSE | CNRSE ST-FAC
MYP-1868-AHC-01 | MAYPOR-1868 | AIR HANDLING UNIT, AHU-2 | TRANE | CCDB03A30JH3A4L02L0AG100L2A5G000C | FACILITIES | BOTH | D30 | D3040 | D3040110 | CNRSE | CNRSE ST-FAC
MYP-1868-AHC-02 | MAYPOR-1868 | AIR HANDLING UNIT, AHU-1 | TRANE | CCDB25BFOHH3A4R12L0AN30CHBB2E4 | FACILITIES | BOTH | D30 | D3040 | D3040110 | CNRSE | CNRSE ST-FAC
MYP-1868-CPS-01 | MAYPOR-1868 | CW: CIRCULATING PUMP | BELL AND GOSSETT | Unknown | FACILITIES | BOTH | D30 | D3040 | D3040330 | CNRSE | CNRSE ST-FAC
MYP-1868-CRA-01 | MAYPOR-1868 | CHILLER | DAIKIN MCQUAY | AGZ050EPMNN-ER00 | FACILITIES | BOTH | D30 | D3030 | D3030135 | CNRSE | CNRSE ST-FAC
MYP-1868-DFL-01 | MAYPOR-1868 | SUPPLY FAN, AHU-1 | CARNES | VIBA12M5111N04AK1 | FACILITIES | BOTH | D30 | D3040 | D3040220 | CNRSE | CNRSE ST-FAC
MYP-1868-DFL-02 | MAYPOR-1868 | SUPPLY FAN, AHU-2 | Unknown | Unknown | FACILITIES | BOTH | D30 | D3040 | D3040220 | CNRSE | CNRSE ST-FAC
MYP-1868-VAF-01 | MAYPOR-1868 | FAN TERMINAL UNIT | Unknown | Unknown | FACILITIES | BOTH | D30 | D3040 | D3040136 | CNRSE | CNRSE ST-FAC
MYP-1868-VAF-02 | MAYPOR-1868 | FAN TERMINAL UNIT | Unknown | Unknown | FACILITIES | CIMU | D30 | D3040 | D3040136 | CNRSE | CNRSE ST-FAC
MYP-1868-VAF-03 | MAYPOR-1868 | FAN TERMINAL UNIT | Unknown | Unknown | FACILITIES | CIMU | D30 | D3040 | D3040136 | CNRSE | CNRSE ST-FAC
MYP-1868-VAF-04 | MAYPOR-1868 | FAN TERMINAL UNIT | Unknown | Unknown | FACILITIES | CIMU | D30 | D3040 | D3040136 | CNRSE | CNRSE ST-FAC
MYP-1868-VAF-05 | MAYPOR-1868 | FAN TERMINAL UNIT | Unknown | Unknown | FACILITIES | CIMU | D30 | D3040 | D3040136 | CNRSE | CNRSE ST-FAC
MYP-1868-VAF-06 | MAYPOR-1868 | FAN TERMINAL UNIT | Unknown | Unknown | FACILITIES | CIMU | D30 | D3040 | D3040136 | CNRSE | CNRSE ST-FAC
MYP-1868-VAF-07 | MAYPOR-1868 | FAN TERMINAL UNIT | Unknown | Unknown | FACILITIES | CIMU | D30 | D3040 | D3040136 | CNRSE | CNRSE ST-FAC
MYP-1868-VAF-08 | MAYPOR-1868 | FAN TERMINAL UNIT | Unknown | Unknown | FACILITIES | CIMU | D30 | D3040 | D3040136 | CNRSE | CNRSE ST-FAC
MYP-1868-VAF-09 | MAYPOR-1868 | FAN TERMINAL UNIT | Unknown | Unknown | FACILITIES | CIMU | D30 | D3040 | D3040136 | CNRSE | CNRSE ST-FAC
MYP-1868-VAF-10 | MAYPOR-1868 | FAN TERMINAL UNIT | Unknown | Unknown | FACILITIES | CIMU | D30 | D3040 | D3040136 | CNRSE | CNRSE ST-FAC
MYP-1868-VAF-11 | MAYPOR-1868 | FAN TERMINAL UNIT | Unknown | Unknown | FACILITIES | CIMU | D30 | D3040 | D3040136 | CNRSE | CNRSE ST-FAC
MYP-1868-VAF-12 | MAYPOR-1868 | FAN TERMINAL UNIT | Unknown | Unknown | FACILITIES | CIMU | D30 | D3040 | D3040136 | CNRSE | CNRSE ST-FAC
MYP-1868-VAF-13 | MAYPOR-1868 | FAN TERMINAL UNIT | Unknown | Unknown | FACILITIES | CIMU | D30 | D3040 | D3040136 | CNRSE | CNRSE ST-FAC
MYP-1868-VAF-14 | MAYPOR-1868 | FAN TERMINAL UNIT | Unknown | Unknown | FACILITIES | CIMU | D30 | D3040 | D3040136 | CNRSE | CNRSE ST-FAC
MYP-1868-VAF-15 | MAYPOR-1868 | FAN TERMINAL UNIT | Unknown | Unknown | FACILITIES | CIMU | D30 | D3040 | D3040136 | CNRSE | CNRSE ST-FAC
MYP-1868-VAF-16 | MAYPOR-1868 | FAN TERMINAL UNIT | Unknown | Unknown | FACILITIES | CIMU | D30 | D3040 | D3040136 | CNRSE | CNRSE ST-FAC
MYP-1868-VAF-17 | MAYPOR-1868 | FAN TERMINAL UNIT | Unknown | Unknown | FACILITIES | CIMU | D30 | D3040 | D3040136 | CNRSE | CNRSE ST-FAC
MYP-1878-CCU-01 | MAYPOR-1878 | COMPUTER ROOM COOLING UNITS 10TON | LIEBERT CORP M | DS070AUC0E0907A | FACILITIES | BOTH | D30 | D3050 | D3050185 | CNRSE | CNRSE ST-FAC
MYP-1878-CCU-02 | MAYPOR-1878 | COMPUTER ROOM COOLING UNITS 10TON | LIEBERT CORP M | DS070AUC0E0907A | FACILITIES | BOTH | D30 | D3050 | D3050185 | CNRSE | CNRSE ST-FAC
MYP-1878-CCU-03 | MAYPOR-1878 | COMPUTER ROOM COOLING UNITS 10TON | LIEBERT CORP M | DS070AUC0E0907A | FACILITIES | BOTH | D30 | D3050 | D3050185 | CNRSE | CNRSE ST-FAC
MYP-1878-CDX-01 | MAYPOR-1878 | CONDENSER, DX, AIR COOLED 10TON | LIEBERT CORP M | DCDF308-YS5910 | FACILITIES | BOTH | D30 | D3030 | D3030901 | CNRSE | CNRSE ST-FAC
MYP-1878-CDX-02 | MAYPOR-1878 | CONDENSER, DX, AIR COOLED 10TON | LIEBERT CORP M | DCDF308-YS5910 | FACILITIES | BOTH | D30 | D3030 | D3030901 | CNRSE | CNRSE ST-FAC
MYP-1878-CDX-03 | MAYPOR-1878 | CONDENSER, DX, AIR COOLED 10TON | LIEBERT CORP M | DCDF308-YS5910 | FACILITIES | BOTH | D30 | D3030 | D3030901 | CNRSE | CNRSE ST-FAC
MYP-1878-SDH-01 | MAYPOR-1878 | SPLIT DUCTLESS UNIT, OUTDOOR UNIT 3TON | CARRIER | 25HBC536A300 | FACILITIES | BOTH | D30 | D3030 | D3030223 | CNRSE | CNRSE ST-FAC
MYP-1878-SDH-02 | MAYPOR-1878 | SPLIT DUCTLESS UNIT, OUTDOOR UNIT 3TON | CARRIER | 25HBC360A500 | FACILITIES | BOTH | D30 | D3030 | D3030223 | CNRSE | CNRSE ST-FAC
MYP-1878-SDH-03 | MAYPOR-1878 | SPLIT DUCTLESS UNIT, OUTDOOR UNIT 2TON | CARRIER | 0111X7004 | FACILITIES | BOTH | D30 | D3030 | D3030223 | CNRSE | CNRSE ST-FAC
MYP-1878-SDH-04 | MAYPOR-1878 | SPLIT DUCTLESS UNIT, OUTDOOR UNIT 3TON | CARRIER | 25HBC336A500 | FACILITIES | BOTH | D30 | D3030 | D3030223 | CNRSE | CNRSE ST-FAC
MYP-1878-SDH-06 | MAYPOR-1878 | SPLIT DUCTLESS UNIT, OUTDOOR UNIT 4TON | TRANE | 2TTA3048A3000AA | FACILITIES | BOTH | D30 | D3030 | D3030223 | CNRSE | CNRSE ST-FAC
MYP-1878-SDH-08 | MAYPOR-1878 | SPLIT DUCTLESS UNIT, OUTDOOR UNIT 5TON | CARRIER | 24APA760A0031030 | FACILITIES | BOTH | D30 | D3030 | D3030223 | CNRSE | CNRSE ST-FAC
MYP-1878-SDH-09 | MAYPOR-1878 | SPLIT DUCTLESS UNIT, OUTDOOR UNIT 4TON | CARRIER | 25HBC548A300 | FACILITIES | BOTH | D30 | D3030 | D3030223 | CNRSE | CNRSE ST-FAC
MYP-1878-SDH-10 | MAYPOR-1878 | SPLIT DUCTLESS UNIT, OUTDOOR UNIT 3TON | HEATCRAFT | 8420002 | FACILITIES | BOTH | D30 | D3030 | D3030223 | CNRSE | CNRSE ST-FAC
MYP-1878-SDH-11 | MAYPOR-1878 | Condenser, DX, Air Cooled,Direct Drive, 5 ton, R-22 | GOODMAN | GSZ140481KF | FACILITIES | BOTH | D30 | D3030 | D3030223 | CNRSE | CNRSE ST-FAC
MYP-1878-SDH-12 | MAYPOR-1878 | CONDENSER, 4 TON HEAT PUMP, 410-A | CARRIER | 25HCE448A500 | FACILITIES | BOTH | D30 | D3030 | D3030224 | CNRSE | CNRSE ST-FAC
MYP-1878-SDI-01 | MAYPOR-1878 | SPLIT DUCTLESS SYSTEM, INDOOR 3TON | MITSUBISHI | NO DATA | FACILITIES | BOTH | D30 | D3040 | D3040904 | CNRSE | CNRSE ST-FAC
MYP-1878-SDO-01 | MAYPOR-1878 | SPLIT DUCTLESS UNIT, OUTDOOR UNIT 3TON | MITSUBISHI | MUY-GL18NA | FACILITIES | BOTH | D30 | D3030 | D3030223 | CNRSE | CNRSE ST-FAC
MYP-1878-SSP-01 | MAYPOR-1878 | SPLIT SYSTEM HEAT PUMP, INDOOR UNIT 5TON | BRYANT | FE4ANB006 | FACILITIES | BOTH | D30 | D3040 | D3040905 | CNRSE | CNRSE ST-FAC
MYP-1878-SSP-02 | MAYPOR-1878 | SPLIT SYSTEM HEAT PUMP, INDOOR UNIT 2TON | Unknown | NO DATA | FACILITIES | BOTH | D30 | D3040 | D3040905 | CNRSE | CNRSE ST-FAC
MYP-1878-SSP-03 | MAYPOR-1878 | SPLIT SYSTEM HEAT PUMP, INDOOR UNIT 3TON | CARRIER | FV4CNB006 | FACILITIES | BOTH | D30 | D3040 | D3040905 | CNRSE | CNRSE ST-FAC
MYP-1878-SSP-04 | MAYPOR-1878 | SPLIT SYSTEM HEAT PUMP, INDOOR UNIT 3TON | CARRIER | FV4NCF005 | FACILITIES | BOTH | D30 | D3040 | D3040905 | CNRSE | CNRSE ST-FAC
MYP-1878-SSP-05 | MAYPOR-1878 | SPLIT SYSTEM HEAT PUMP, INDOOR UNIT 4TON | TRANE | TWV048B140A0 | FACILITIES | BOTH | D30 | D3040 | D3040905 | CNRSE | CNRSE ST-FAC
MYP-1878-SSP-07 | MAYPOR-1878 | SPLIT SYSTEM HEAT PUMP, INDOOR UNIT 3TON | CARRIER | FV4CNB006 | FACILITIES | BOTH | D30 | D3040 | D3040905 | CNRSE | CNRSE ST-FAC
MYP-1878-SSP-08 | MAYPOR-1878 | SPLIT SYSTEM HEAT PUMP, INDOOR UNIT 3TON | CARRIER | FV4CNB006 | FACILITIES | BOTH | D30 | D3040 | D3040905 | CNRSE | CNRSE ST-FAC
MYP-1878-SSP-09 | MAYPOR-1878 | SPLIT SYSTEM HEAT PUMP, INDOOR UNIT 4TON | TRANE | TWV048B140A0 | FACILITIES | BOTH | D30 | D3040 | D3040905 | CNRSE | CNRSE ST-FAC
MYP-1878-SSP-10 | MAYPOR-1878 | SPLIT SYSTEM HEAT PUMP, INDOOR UNIT 3TON | Unknown | Unknown | FACILITIES | BOTH | D30 | D3040 | D3040905 | CNRSE | CNRSE ST-FAC
MYP-1878-SSP-11 | MAYPOR-1878 | Air Handling Unit, Central Station, 5000 CFM | GOODMAN | ARUF49D14AD | FACILITIES | BOTH | D30 | D3040 | D3040905 | CNRSE | CNRSE ST-FAC
MYP-1886-AHC-01 | MAYPOR-1886 | AIR HANDLING UNIT, CENTRAL STA 7.5 TON | TRANE | TWE090D100AA | FACILITIES | BOTH | D30 | D3040 | D3040110 | CNRSE | CNRSE ST-FAC
MYP-1886-SDH-01 | MAYPOR-1886 | SPLIT SYSTEM HEAT PUMP , OUTDOOR UNIT 7.5 TON | TRANE | TWA090D30RAA | FACILITIES | BOTH | D30 | D3030 | D3030224 | CNRSE | CNRSE ST-FAC
MYP-1888-AHC-01 | MAYPOR-1888 | AIR HANDLING UNIT, CENTRAL STATION, 5 TON | CARRIER | 39LF1062AB1034-L | FACILITIES | BOTH | D30 | D3040 | D3040110 | CNRSE | CNRSE ST-FAC
MYP-1888-AHC-02 | MAYPOR-1888 | AIR HANDLING UNIT, CENTRAL STATION, 5 TON | CARRIER | 39NXV072NVL38559 | FACILITIES | BOTH | D30 | D3040 | D3040110 | CNRSE | CNRSE ST-FAC
MYP-1888-AHC-03 | MAYPOR-1888 | AIR HANDLING UNIT, CENTRAL STATION, 5 TON | CARRIER | 39LF1062AB1034-R | FACILITIES | BOTH | D30 | D3040 | D3040110 | CNRSE | CNRSE ST-FAC
MYP-1888-CDX-01 | MAYPOR-1888 | CONDENSER, DX, AIR COOLED, 5 TON | TRANE | 4TWR4030G1000AA | FACILITIES | BOTH | D30 | D3030 | D3030901 | CNRSE | CNRSE ST-FAC
MYP-1888-CDX-02 | MAYPOR-1888 | CONDENSER, DX, AIR COOLED, 5 TON | CARRIER | 25HBC530A3000 | FACILITIES | BOTH | D30 | D3030 | D3030901 | CNRSE | CNRSE ST-FAC
MYP-1888-CPS-01 | MAYPOR-1888 | CIRCULATING PUMP, END SUCTION, 3 HP | Unknown | Unknown | FACILITIES | BOTH | D30 | D3040 | D3040330 | CNRSE | CNRSE ST-FAC
MYP-1888-CPS-02 | MAYPOR-1888 | CIRCULATING PUMP, END SUCTION, 3 HP | Unknown | Unknown | FACILITIES | BOTH | D30 | D3040 | D3040330 | CNRSE | CNRSE ST-FAC
MYP-1888-CSA-01 | MAYPOR-1888 | CHILL SCOLL, AIR COOLED, 45 TON | DAIKIN | AGZ046EE44 | FACILITIES | BOTH | D30 | D3030 | D3030125 | CNRSE | CNRSE ST-FAC
MYP-1888-HTP-00 | MAYPOR-1888 | HEAT TRANSFER PACKAGE | Unknown | Unknown | FACILITIES | BOTH | D20 | D2020 | D2020904 | CNRSE | CNRSE ST-FAC
MYP-1888-SSP-01 | MAYPOR-1888 | SPLIT SYSTEM DX (AC ONLY) INDOOR UNIT, 2.5 TON | TRANE | 2TEC3F30B1000AA | FACILITIES | BOTH | D30 | D3040 | D3040905 | CNRSE | CNRSE ST-FAC
MYP-1888-SSP-02 | MAYPOR-1888 | SPLIT SYSTEM DX (AC ONLY) INDOOR UNIT, 2 TON | TRANE | 2TEC3F30B1000AA | FACILITIES | BOTH | D30 | D3040 | D3040905 | CNRSE | CNRSE ST-FAC
MYP-1888-UHG-00 | MAYPOR-1888 | UNIT HEATERS, GAS, 20 MBH | Unknown | 100P250A | FACILITIES | BOTH | D30 | D3050 | D3050120 | CNRSE | CNRSE ST-FAC
MYP-1890-WHP-01 | MAYPOR-1890 | PTAC | FRIGIDAIRE | FRP12ETT3A | FACILITIES | BOTH | D30 | D3050 | D3050260 | CNRSE | CNRSE ST-FAC
MYP-1890-WHP-02 | MAYPOR-1890 | PTAC | AMANA | PTC153E50CXXXAC | FACILITIES | BOTH | D30 | D3050 | D3050260 | CNRSE | CNRSE ST-FAC
MYP-1893-AHC-02 | MAYPOR-1893 | AIR HANDLING UNIT, CENTRAL STA, 15-TON | CARRIER | 39TWO9BC-B--BHH-1 | FACILITIES | BOTH | D30 | D3040 | D3040110 | CNRSE | CNRSE ST-FAC
MYP-1893-AHC-03 | MAYPOR-1893 | AIR HANDLING UNIT, CENTRAL STATION, 10,000CFM | TRANE | UCCAAC17C0G0FGY3300000FGEF00AA1A0002000000 | FACILITIES | BOTH | D30 | D3040 | D3040110 | CNRSE | CNRSE ST-FAC
MYP-1893-CGA-03 | MAYPOR-1893 | CONDENSING UNIT, AIR COOLED, 15-TON | CARRIER | 38AKS016-F521 | FACILITIES | BOTH | D30 | D3030 | D3030221 | CNRSE | CNRSE ST-FAC
MYP-1893-CGA-05 | MAYPOR-1893 | CONDENSER, DX, AIR COOLED, 30 TON | TRANE | RAUKC304BA | FACILITIES | BOTH | D30 | D3030 | D3030221 | CNRSE | CNRSE ST-FAC
MYP-1893-CGA-06 | MAYPOR-1893 | Condenser, DX, Air Cooled,Direct Drive, 41 ton, R-22 | GOODMAN | GSZB406010AA | FACILITIES | BOTH | D30 | D3030 | D3030221 | CNRSE | CNRSE ST-FAC
MYP-1893-CPS-01 | MAYPOR-1893 | CIRCULATING PUMP, END SUCTION, 3 HP | BELL AND GOSSETT | 1C-3-20-B | FACILITIES | BOTH | D30 | D3040 | D3040330 | CNRSE | CNRSE ST-FAC
MYP-1893-PMP-01 | MAYPOR-1893 | CIRCULATING PUMP 1/8 HP | Unknown | NO NAME PLATE | FACILITIES | BOTH | D20 | D2020 | D2020906 | CNRSE | CNRSE ST-FAC
MYP-1893-SSP-01 | MAYPOR-1893 | SPLIT SYSTEM HEAT PUMP, INDOOR UNIT, 5-TON | TRANE | 2TEE3F65A1000AA | FACILITIES | BOTH | D30 | D3040 | D3040905 | CNRSE | CNRSE ST-FAC
MYP-190-ACE-00 | MAYPOR-190 | PKG A/C, AIR COOLED, ELEC HEAT | TRANE | WSC120E3RGA0JA000A10000A00000E | FACILITIES | CIMU | D30 | D3050 | D3050201 | CNRSE | CNRSE ST-FAC
MYP-190-CDX-00 | MAYPOR-190 | Condenser, DX, Air Cooled, | TRANE | TWA180B300FB | FACILITIES | CIMU | D30 | D3030 | D3030901 | CNRSE | CNRSE ST-FAC
MYP-190-CDX-01 | MAYPOR-190 | Condenser, DX, Air Cooled, | TRANE | TWA120A300FB | FACILITIES | CIMU | D30 | D3030 | D3030901 | CNRSE | CNRSE ST-FAC
MYP-190-CID-01 | MAYPOR-190 | HVAC CONTROLS, ELECTRIC, DIGITAL VFD (5) HP | Unknown | Unknown | FACILITIES | BOTH | D30 | D3060 | D3060901 | CNRSE | CNRSE ST-FAC
MYP-190-SSP-00 | MAYPOR-190 | SPLIT SYSTEM HEAT PUMP, INDOOR UNIT | TRANE | TWE180B300EL | FACILITIES | CIMU | D30 | D3040 | D3040905 | CNRSE | CNRSE ST-FAC
MYP-190-SSP-01 | MAYPOR-190 | SPLIT SYSTEM HEAT PUMP, INDOOR UNIT | TRANE | TWE120A300EL | FACILITIES | CIMU | D30 | D3040 | D3040905 | CNRSE | CNRSE ST-FAC
MYP-190-WAC-00 | MAYPOR-190 | THRU-WALL A/C UNIT | AMANA | PTC123G35CXXXAB | FACILITIES | CIMU | D30 | D3050 | D3050255 | CNRSE | CNRSE ST-FAC
MYP-191-CDX-00 | MAYPOR-191 | DX: CONDENSER, AIR COOLED | CARRIER | 38AUQA12A0A5A0A0A0 | FACILITIES | BOTH | D30 | D3030 | D3030901 | CNRSE | CNRSE ST-FAC
MYP-191-CDX-01 | MAYPOR-191 | DX: CONDENSER, AIR COOLED | CARRIER | 38AUQA25A0A5A0A0A0 | FACILITIES | BOTH | D30 | D3030 | D3030901 | CNRSE | CNRSE ST-FAC
MYP-191-CDX-02 | MAYPOR-191 | DX: CONDENSER, AIR COOLED | CARRIER | 25HBC336A600 | FACILITIES | CIMU | D30 | D3030 | D3030901 | CNRSE | CNRSE ST-FAC
MYP-191-CDX-03 | MAYPOR-191 | DX: CONDENSER, AIR COOLED | CARRIER | 38AUQA08A0A05A0A0A0 | FACILITIES | BOTH | D30 | D3030 | D3030901 | CNRSE | CNRSE ST-FAC
MYP-191-CDX-04 | MAYPOR-191 | Condenser, DX, Air Cooled,Direct Drive, 5 ton, R-22 | CARRIER | 40RUQA25A6A5A0A0 | FACILITIES | BOTH | D30 | D3030 | D3030901 | CNRSE | CNRSE ST-FAC
MYP-191-HPR-01 | MAYPOR-191 | PACKAGE UNIT | CARRIER | 50HCQD08A2A5A0A0A0 | FACILITIES | BOTH | D30 | D3050 | D3050245 | CNRSE | CNRSE ST-FAC
MYP-191-HPR-02 | MAYPOR-191 | Heat Pump, Air/Air, Roof Top | DAIKIN MCQUAY | 50HCQD12A2A5A0A0A0 | FACILITIES | BOTH | D30 | D3050 | D3050245 | CNRSE | CNRSE ST-FAC
MYP-191-HVD-00 | MAYPOR-191 | DE-HUMIDIFIER | HONEYWELL | DR65A2000 | FACILITIES | CIMU | D30 | D3040 | D3040901 | CNRSE | CNRSE ST-FAC
MYP-191-KEA-00 | MAYPOR-191 | MAKE UP AIR UNIT | Unknown | Unknown | FACILITIES | BOTH | D30 | D3040 | D3040260 | CNRSE | CNRSE ST-FAC
MYP-191-KEA-01 | MAYPOR-191 | MAKE UP AIR UNIT | Unknown | Unknown | FACILITIES | BOTH | D30 | D3040 | D3040260 | CNRSE | CNRSE ST-FAC
MYP-191-SDI-00 | MAYPOR-191 | SPLIT DUCTLESS SYSTEM, INDOOR UNIT | MITSUBISHI | PLA-A18BA6 | FACILITIES | CIMU | D30 | D3040 | D3040904 | CNRSE | CNRSE ST-FAC
MYP-191-SDI-01 | MAYPOR-191 | SPLIT DUCTLESS SYSTEM, INDOOR UNIT | GOODMAN | MSG12HWN1N | FACILITIES | CIMU | D30 | D3040 | D3040904 | CNRSE | CNRSE ST-FAC
MYP-191-SDI-02 | MAYPOR-191 | SPLIT DUCTLESS SYSTEM, INDOOR UNIT | MITSUBISHI | MSZ-GE12NA | FACILITIES | CIMU | D30 | D3040 | D3040904 | CNRSE | CNRSE ST-FAC
MYP-191-SDI-03 | MAYPOR-191 | SPLIT DUCTLESS SYSTEM, INDOOR UNIT | GOODMAN | Unknown | FACILITIES | CIMU | D30 | D3040 | D3040904 | CNRSE | CNRSE ST-FAC
MYP-191-SDI-04 | MAYPOR-191 | SPLIT DUCTLESS SYSTEM, INDOOR UNIT | Unknown | GOODMAN | FACILITIES | BOTH | D30 | D3040 | D3040904 | CNRSE | CNRSE ST-FAC
MYP-191-SDS-00 | MAYPOR-191 | SPLIT DUCTLESS HEAT PUMP, OUTDOOR UNIT | GOODMAN | HDC12-1AT | FACILITIES | BOTH | D30 | D3030 | D3030225 | CNRSE | CNRSE ST-FAC
MYP-191-SDS-01 | MAYPOR-191 | SPLIT DUCTLESS HEAT PUMP, OUTDOOR UNIT | GOODMAN | MSG12HRN1W | FACILITIES | CIMU | D30 | D3030 | D3030225 | CNRSE | CNRSE ST-FAC
MYP-191-SDS-02 | MAYPOR-191 | SPLIT DUCTLESS HEAT PUMP, OUTDOOR UNIT | MITSUBISHI | MUZ-GE12NA2 | FACILITIES | CIMU | D30 | D3030 | D3030225 | CNRSE | CNRSE ST-FAC
MYP-191-SDS-03 | MAYPOR-191 | SPLIT DUCTLESS HEAT PUMP, OUTDOOR UNIT | GOODMAN | MSG12HRN1W | FACILITIES | CIMU | D30 | D3030 | D3030225 | CNRSE | CNRSE ST-FAC
MYP-191-SDS-04 | MAYPOR-191 | SPLIT DUCTLESS HEAT PUMP, OUTDOOR UNIT | MITSUBISHI | PUZ-A18NHA6 | FACILITIES | CIMU | D30 | D3030 | D3030225 | CNRSE | CNRSE ST-FAC
MYP-191-SSP-00 | MAYPOR-191 | DX AIR HANDLING UNIT | CARRIER | 40RUQA25A6A5A0A0A0 | FACILITIES | BOTH | D30 | D3040 | D3040905 | CNRSE | CNRSE ST-FAC
MYP-191-SSP-01 | MAYPOR-191 | DX AIR HANDLING UNIT | CARRIER | 40RUQA12A2A6A0A0A0 | FACILITIES | BOTH | D30 | D3040 | D3040905 | CNRSE | CNRSE ST-FAC
MYP-191-SSP-02 | MAYPOR-191 | DX AIR HANDLING UNIT | Unknown | VF4CNF005 | FACILITIES | BOTH | D30 | D3040 | D3040905 | CNRSE | CNRSE ST-FAC
MYP-191-SSP-03 | MAYPOR-191 | DX AIR HANDLING UNIT | CARRIER | 40RUQA08A2A6A0A0A0 | FACILITIES | CIMU | D30 | D3040 | D3040905 | CNRSE | CNRSE ST-FAC
MYP-191-UHG-00 | MAYPOR-191 | UNIT HEATERS, HOT WATER QTY=14 | Unknown | Unknown | FACILITIES | CIMU | D30 | D3050 | D3050120 | CNRSE | CNRSE ST-FAC
MYP-191-UHG-01 | MAYPOR-191 | UNIT HEATERS, HOT WATER QTY=2 | DAYTON | Unknown | FACILITIES | CIMU | D30 | D3050 | D3050120 | CNRSE | CNRSE ST-FAC
MYP-192-CDX-01 | MAYPOR-192 | DX Condenser, Air Cooled | Unknown | NO NAME PLATE | FACILITIES | CIMU | D30 | D3030 | D3030901 | CNRSE | CNRSE ST-FAC
MYP-192-CDX-02 | MAYPOR-192 | DX Condenser, Air Cooled | Unknown | CPL024-1 | FACILITIES | CIMU | D30 | D3030 | D3030901 | CNRSE | CNRSE ST-FAC
MYP-192-CDX-03 | MAYPOR-192 | DX Condenser, Air Cooled | Unknown | CPL024-1 | FACILITIES | CIMU | D30 | D3030 | D3030901 | CNRSE | CNRSE ST-FAC
MYP-192-CDX-04 | MAYPOR-192 | DX Condenser, Air Cooled | Unknown | GSX130601BB | FACILITIES | CIMU | D30 | D3030 | D3030901 | CNRSE | CNRSE ST-FAC
MYP-192-CPS-01 | MAYPOR-192 | CW CIRCULATING PUMP | PEERLESS | 325A | FACILITIES | CIMU | D30 | D3040 | D3040340 | CNRSE | CNRSE ST-FAC
MYP-192-CPS-02 | MAYPOR-192 | CW CIRCULATING PUMP | PEERLESS | 325A | FACILITIES | CIMU | D30 | D3040 | D3040340 | CNRSE | CNRSE ST-FAC
MYP-192-CTG-00 | MAYPOR-192 | CW: PACKAGED COOLING TOWER | Unknown | NOT LEGIBLE | FACILITIES | CIMU | D30 | D3030 | D3030310 | CNRSE | CNRSE ST-FAC
MYP-192-DFC-01 | MAYPOR-192 | UNIT COOLERS | Unknown | MME 180 | FACILITIES | CIMU | D30 | D3040 | D3040118 | CNRSE | CNRSE ST-FAC
MYP-192-DFC-02 | MAYPOR-192 | UNIT COOLERS | Unknown | FL-6502G | FACILITIES | CIMU | D30 | D3040 | D3040118 | CNRSE | CNRSE ST-FAC
MYP-192-SSP-01 | MAYPOR-192 | DX AIR HANDLING UNIT | WEATHER KING | HCH 184S-3E-F | FACILITIES | CIMU | D30 | D3040 | D3040905 | CNRSE | CNRSE ST-FAC
MYP-192-SSP-02 | MAYPOR-192 | DX AIR HANDLING UNIT | GOODMAN | ARUF024-00A-1 | FACILITIES | CIMU | D30 | D3040 | D3040905 | CNRSE | CNRSE ST-FAC
MYP-192-SSP-03 | MAYPOR-192 | DX AIR HANDLING UNIT | GOODMAN | ARUF024-00A-1 | FACILITIES | CIMU | D30 | D3040 | D3040905 | CNRSE | CNRSE ST-FAC
MYP-192-SSP-04 | MAYPOR-192 | DX AIR HANDLING UNIT | GOODMAN | ARUF061-00A-1 | FACILITIES | CIMU | D30 | D3040 | D3040905 | CNRSE | CNRSE ST-FAC
MYP-1960-ACS-01 | RIBBAY-1960 | AIR CURTAIN | DAYTON | 6E824 | FACILITIES | BOTH | D30 | D3090 | D3090903 | CNRSE | CNRSE ST-FAC
MYP-1960-AHC-01 | RIBBAY-1960 | AIR HANDLING UNIT AHU-01 | CARRIER | 39NXB215NVL34655 | FACILITIES | BOTH | D30 | D3040 | D3040110 | CNRSE | CNRSE ST-FAC
MYP-1960-AHC-02 | RIBBAY-1960 | AIR HANDLING UNIT AHU-2 | CARRIER | 39NXB09-N-34656 | FACILITIES | BOTH | D30 | D3040 | D3040110 | CNRSE | CNRSE ST-FAC
MYP-1960-AHC-03 | RIBBAY-1960 | CW AIR HANDLING UNIT AHU-03 | CARRIER | 39NXB135NVR34657 | FACILITIES | BOTH | D30 | D3040 | D3040110 | CNRSE | CNRSE ST-FAC
MYP-1960-UHE-01 | RIBBAY-1960 | DUCT HEATER, ELECTRIC | HEATREX | M1-1206 | FACILITIES | BOTH | D30 | D3050 | D3050901 | CNRSE | CNRSE ST-FAC
MYP-1966-CDX-02 | MAYPOR-1966 | CONDENSER DX, AIR COOLED, 4 TON | CARRIER | 25HB348A500 | FACILITIES | BOTH | D30 | D3030 | D3030901 | CNRSE | CNRSE ST-FAC
MYP-1966-CDX-03 | MAYPOR-1966 | CONDENSER, DX, AIR COOLED, 5 TON | CARRIER | 25HBC360A500 | FACILITIES | BOTH | D30 | D3030 | D3030901 | CNRSE | CNRSE ST-FAC
MYP-1966-CDX-04 | MAYPOR-1966 | CONDENSER, DX, AIR COOLED, 4TON | CARRIER | 25HBB348A500 | FACILITIES | BOTH | D30 | D3030 | D3030901 | CNRSE | CNRSE ST-FAC
MYP-1966-CDX-05 | MAYPOR-1966 | CONDENSER, DX, AIR COOLED, 5 TON | GOODMAN | GSH130603 | FACILITIES | BOTH | D30 | D3030 | D3030901 | CNRSE | CNRSE ST-FAC
MYP-1966-CDX-06 | MAYPOR-1966 | CONDENSER, DX, AIR COOLED 5 TON | CARRIER | 25HCE460A500 | FACILITIES | BOTH | D30 | D3030 | D3030901 | CNRSE | CNRSE ST-FAC
MYP-1966-CDX-07 | MAYPOR-1966 | CONDENSER, DX, AIR COOLED, 4TON | CARRIER | 25HBC348A500 | FACILITIES | BOTH | D30 | D3030 | D3030901 | CNRSE | CNRSE ST-FAC
MYP-1966-CDX-08 | MAYPOR-1966 | CONDENSER, DX, AIR COOLED, 6TON | CARRIER | 38AUQA07A0B5A0A0A0 | FACILITIES | BOTH | D30 | D3030 | D3030901 | CNRSE | CNRSE ST-FAC
MYP-1966-CDX-09 | MAYPOR-1966 | CONDENSER, DX, AIR COOLED | CARRIER | 25HBC360A500 | FACILITIES | BOTH | D30 | D3030 | D3030901 | CNRSE | CNRSE ST-FAC
MYP-1966-CDX-10 | MAYPOR-1966 | CONDENSER, DX, AIR COOLED, 2 TON | CARRIER | 38HDR024-3 | FACILITIES | BOTH | D30 | D3030 | D3030901 | CNRSE | CNRSE ST-FAC
MYP-1966-CDX-11 | MAYPOR-1966 | CONDENSER, DX, AIR COOLED, 4 TON | DAIKIN | DZ14SA0483AB | FACILITIES | BOTH | D30 | D3030 | D3030901 | CNRSE | CNRSE ST-FAC
MYP-1966-FSU-00 | MAYPOR-1966 | OUTSIDE AIR BOOSTER FAN | LOREN COOK | L38 SONB | FACILITIES | CIMU | D30 | D3040 | D3040230 | CNRSE | CNRSE ST-FAC
MYP-1966-SDI-01 | MAYPOR-1966 | SPLIT DUCTLESS SYSTEM, INDOOR UNIT | MITSUBISHI | MSY-GE12NA | FACILITIES | BOTH | D30 | D3040 | D3040904 | CNRSE | CNRSE ST-FAC
MYP-1966-SDS-01 | MAYPOR-1966 | SPLIT DUCTLESS HEAT PUMP, OUTDOOR UNIT, 1 TON | MITSUBISHI | MUZ-GE12NA | FACILITIES | BOTH | D30 | D3030 | D3030225 | CNRSE | CNRSE ST-FAC
MYP-1966-SSP-00 | MAYPOR-1966 | SPLIT SYSTEM HEAT PUMP, INDOOR UNIT AHU-7 | GOODMAN | ARUF486016CA | FACILITIES | BOTH | D30 | D3040 | D3040905 | CNRSE | CNRSE ST-FAC
MYP-1966-SSP-01 | MAYPOR-1966 | SPLIT SYSTEM HEAT PUMP, INDOOR UNIT AHU-6 | GOODMAN | ARUF486016BA | FACILITIES | BOTH | D30 | D3040 | D3040905 | CNRSE | CNRSE ST-FAC
MYP-1966-SSP-02 | MAYPOR-1966 | SPLIT SYSTEM HEAT PUMP, INDOOR UNIT AHU-8, 5-TON | CARRIER | FV4CNB006 | FACILITIES | BOTH | D30 | D3040 | D3040905 | CNRSE | CNRSE ST-FAC
MYP-1966-SSP-03 | MAYPOR-1966 | SPLIT SYSTEM HEAT PUMP, INDOOR UNIT AHU-2 | CARRIER | 25HBB348A500 | FACILITIES | BOTH | D30 | D3040 | D3040110 | CNRSE | CNRSE ST-FAC
MYP-1966-SSP-04 | MAYPOR-1966 | SPLIT SYSTEM HEAT PUMP, INDOOR UNIT AHU-3 | CARRIER | FV4CNB006 | FACILITIES | BOTH | D30 | D3040 | D3040905 | CNRSE | CNRSE ST-FAC
MYP-1966-SSP-05 | MAYPOR-1966 | SPLIT SYSTEM HEAT PUMP, INDOOR UNIT OA-1 | CARRIER | FX4CNF048 | FACILITIES | BOTH | D30 | D3040 | D3040905 | CNRSE | CNRSE ST-FAC
MYP-1966-SSP-06 | MAYPOR-1966 | SPLIT SYSTEM HEAT PUMP, INDOOR UNIT AHU-4 | CARRIER | FV4CNB006 | FACILITIES | BOTH | D30 | D3040 | D3040905 | CNRSE | CNRSE ST-FAC
MYP-1966-SSP-07 | MAYPOR-1966 | SPLIT SYSTEM HEAT PUMP, INDOOR UNIT AHU-5 | CARRIER | 40RUQA07A2A6A0A0A0 | FACILITIES | BOTH | D30 | D3040 | D3040905 | CNRSE | CNRSE ST-FAC
MYP-1966-SSP-08 | MAYPOR-1966 | SPLIT SYSTEM HEAT PUMP, INDOOR UNIT AHU-1 | GOODMAN | FV4CNB006 | FACILITIES | BOTH | D30 | D3040 | D3040905 | CNRSE | CNRSE ST-FAC
MYP-1966-SSP-09 | MAYPOR-1966 | AIR HANDLING UNIT, CENTRAL STATION, 2000CFM | CARRIER | 40QAC024-311 | FACILITIES | BOTH | D30 | D3040 | D3040905 | CNRSE | CNRSE ST-FAC
MYP-1981-ACS-01 | MAYPOR-1981 | AIR CURTAIN | MARS AIR SYSTEMS | LPN236-1UA-OB | FACILITIES | BOTH | D30 | D3090 | D3090903 | CNRSE | CNRSE ST-FAC
MYP-1981-AHC-01 | MAYPOR-1981 | AIR HANDLING UNIT, CENTRAL STA 20 TON | CARRIER | 39NXB215NVL78486 | FACILITIES | BOTH | D30 | D3040 | D3040110 | CNRSE | CNRSE ST-FAC
MYP-1981-AHC-02 | MAYPOR-1981 | AIR HANDLING UNIT, CENTRAL STA 20 TON | CARRIER | 39NXH073NVL78487 | FACILITIES | BOTH | D30 | D3040 | D3040110 | CNRSE | CNRSE ST-FAC
MYP-1981-CID-01 | MAYPOR-1981 | HVAC CONTROLS, ELECTRIC, DIGITAL 20 TON | SIEBE | Unknown | FACILITIES | BOTH | D30 | D3060 | D3060901 | CNRSE | CNRSE ST-FAC
MYP-1981-CPS-01 | MAYPOR-1981 | CIRCULATING PUMP, END SUCTION 3 HP | BELL AND GOSSETT | Unknown | FACILITIES | BOTH | D30 | D3040 | D3040330 | CNRSE | CNRSE ST-FAC
MYP-1981-CSA-01 | MAYPOR-1981 | CHILLER, SCROLL, AIR COOLED (40 TON) | TRANE | CGAM040A2P02AXB2A1A1A1JXXA1C1A4XXXXXXA1A3A1D1XXLX | FACILITIES | BOTH | D30 | D3030 | D3030120 | CNRSE | CNRSE ST-FAC
MYP-1981-PDR-01 | MAYPOR-1981 | DX PACKAGE UNIT | CARRIER | 50TCAD12A2B-5-0A0A0 | FACILITIES | BOTH | D30 | D3050 | D3050201 | CNRSE | CNRSE ST-FAC
MYP-1981-PMP-01 | MAYPOR-1981 | CIRCULATING PUMP 1 HP | BELL AND GOSSETT | Unknown | FACILITIES | BOTH | D20 | D2020 | D2020906 | CNRSE | CNRSE ST-FAC
MYP-1981-PMP-02 | MAYPOR-1981 | CIRCULATING PUMP 1 HP | BELL AND GOSSETT | Unknown | FACILITIES | BOTH | D20 | D2020 | D2020906 | CNRSE | CNRSE ST-FAC
MYP-1981-SSP-01 | MAYPOR-1981 | DUCTLESS SPLIT 1.5 TON | DAIKIN | FCQ18PAVJU | FACILITIES | BOTH | D30 | D3030 | D3030223 | CNRSE | CNRSE ST-FAC
MYP-1983-CDX-01 | MAYPOR-1983 | SPLIT SYSTEM HEAT PUMP | TRANE | 2TWR2060A1000AB | FACILITIES | BOTH | D30 | D3030 | D3030224 | CNRSE | CNRSE ST-FAC
MYP-1983-SSP-01 | MAYPOR-1983 | DX AIR HANDLING UNIT | TRANE | TWE063P13FB0 | FACILITIES | BOTH | D30 | D3040 | D3040110 | CNRSE | CNRSE ST-FAC
MYP-1986-AHC-01 | MAYPOR-1986 | AIR HANDLING UNIT | TRANE | TWE090E300AA | FACILITIES | BOTH | D30 | D3040 | D3040110 | CNRSE | CNRSE ST-FAC
MYP-1986-CDX-01 | MAYPOR-1986 | CONDENSER, DX, AIR COOLED, 10 TON | TRANE | TTA120E400AA | FACILITIES | BOTH | D30 | D3030 | D3030901 | CNRSE | CNRSE ST-FAC
MYP-1-AHC-00 | MAYPOR-1 | AIR HANDLING UNIT OA-2 AHU-1 | TEMTROL | WF BT 21 | FACILITIES | BOTH | D30 | D3040 | D3040110 | CNRSE | CNRSE ST-FAC
MYP-1-AHC-01 | MAYPOR-1 | AIR HANDLING UNIT OA-2 | TEMTROL | WF-CS17 | FACILITIES | BOTH | D30 | D3040 | D3040110 | CNRSE | CNRSE ST-FAC
MYP-1-AHC-02 | MAYPOR-1 | AIR HANDLING UNIT OA-1 AHU-03 | TEMTROL | WF BT 33 | FACILITIES | BOTH | D30 | D3040 | D3040110 | CNRSE | CNRSE ST-FAC
MYP-1-AHC-03 | MAYPOR-1 | AIR HANDLING UNIT OA-1 | TEMTROL | WF-CS6 | FACILITIES | BOTH | D30 | D3040 | D3040110 | CNRSE | CNRSE ST-FAC
MYP-1-AHC-04 | MAYPOR-1 | AIR HANDLING UNIT OA-3 | TEMTROL | WF-CS8 | FACILITIES | BOTH | D30 | D3040 | D3040110 | CNRSE | CNRSE ST-FAC
MYP-1-AHC-06 | MAYPOR-1 | AIR HANDLING UNIT #2 AHU #2 | TEMTROL | WF-BT33 | FACILITIES | BOTH | D30 | D3040 | D3040110 | CNRSE | CNRSE ST-FAC
MYP-1-AHC-07 | MAYPOR-1 | Air Handling Unit, Central Station | Unknown | Unknown | FACILITIES | BOTH | D30 | D3040 | D3040110 | CNRSE | CNRSE ST-FAC
MYP-1-CPS-00 | MAYPOR-1 | CW CIRCULATING PUMP | Unknown | NO NAME PLATE | FACILITIES | BOTH | D30 | D3040 | D3040340 | CNRSE | CNRSE ST-FAC
MYP-1-CPS-01 | MAYPOR-1 | CW CIRCULATING PUMP | BALDOR | EM2513T | FACILITIES | BOTH | D30 | D3040 | D3040340 | CNRSE | CNRSE ST-FAC
MYP-1-CPS-02 | MAYPOR-1 | HW CIRCULATING PUMP CW-P2 | BALDOR | EM2513T | FACILITIES | BOTH | D30 | D3040 | D3040340 | CNRSE | CNRSE ST-FAC
MYP-1-CPS-03 | MAYPOR-1 | HW CIRCULATING PUMP | NEMA | DHP0054 | FACILITIES | BOTH | D30 | D3040 | D3040340 | CNRSE | CNRSE ST-FAC
MYP-1-CRA-00 | MAYPOR-1 | CHILLER #2 | MCQUAY | WMC150DBS-ER10 | FACILITIES | BOTH | D30 | D3030 | D3030135 | CNRSE | CNRSE ST-FAC
MYP-1-CRA-02 | MAYPOR-1 | CHILLER #1 | YORK | YSCBCBS1-68 | FACILITIES | BOTH | D30 | D3030 | D3030135 | CNRSE | CNRSE ST-FAC
MYP-1-CTG-00 | MAYPOR-1 | CW: PACKAGED COOLING TOWER | MARLEY | SPX | FACILITIES | BOTH | D30 | D3030 | D3030310 | CNRSE | CNRSE ST-FAC
MYP-1-SDI-00 | MAYPOR-1 | SPLIT DUCTLESS SYSTEM, INDOOR UNIT | MITSUBISHI | MSZ-GE12NA-9 | FACILITIES | BOTH | D30 | D3040 | D3040904 | CNRSE | CNRSE ST-FAC
MYP-1-SDI-01 | MAYPOR-1 | SPLIT DUCTLESS SYSTEM, INDOOR UNIT | MITSUBISHI | MSZ-GE12NA-9 | FACILITIES | BOTH | D30 | D3040 | D3040904 | CNRSE | CNRSE ST-FAC
MYP-1-SDI-02 | MAYPOR-1 | SPLIT DUCTLESS SYSTEM, INDOOR UNIT | MITSUBISHI | MSY-GE24NA | FACILITIES | BOTH | D30 | D3040 | D3040904 | CNRSE | CNRSE ST-FAC
MYP-1-SDI-03 | MAYPOR-1 | SPLIT DUCTLESS SYSTEM, INDOOR UNIT AC-3 | MITSUBISHI | MSZ-GE24NA | FACILITIES | BOTH | D30 | D3040 | D3040904 | CNRSE | CNRSE ST-FAC
MYP-1-SDI-04 | MAYPOR-1 | SPLIT DUCTLESS SYSTEM, INDOOR UNIT | MITSUBISHI | MSY-GE24NA | FACILITIES | BOTH | D30 | D3040 | D3040904 | CNRSE | CNRSE ST-FAC
MYP-1-SDI-05 | MAYPOR-1 | SPLIT DUCTLESS SYSTEM, INDOOR UNIT | MITSUBISHI | MSY-GE24NA | FACILITIES | BOTH | D30 | D3040 | D3040904 | CNRSE | CNRSE ST-FAC
MYP-1-SDS-00 | MAYPOR-1 | HEAT PUMP, AIR-SOURCE | MITSUBISHI | MUZ-GE12NA | FACILITIES | BOTH | D30 | D3030 | D3030225 | CNRSE | CNRSE ST-FAC
MYP-1-SDS-01 | MAYPOR-1 | HEAT PUMP, AIR-SOURCE | MITSUBISHI | MUZ-GE12NA2 | FACILITIES | BOTH | D30 | D3030 | D3030225 | CNRSE | CNRSE ST-FAC
MYP-1-SDS-02 | MAYPOR-1 | SPLIT DUCTLESS HEAT PUMP, OUTDOOR UNIT AC#2 | MITSUBISHI | MUY-GE24NA | FACILITIES | BOTH | D30 | D3030 | D3030225 | CNRSE | CNRSE ST-FAC
MYP-1-SDS-03 | MAYPOR-1 | SPLIT DUCTLESS HEAT PUMP, OUTDOOR UNIT | MITSUBISHI | MUZ-GE24NA | FACILITIES | BOTH | D30 | D3030 | D3030225 | CNRSE | CNRSE ST-FAC
MYP-1-SDS-05 | MAYPOR-1 | SPLIT DUCTLESS HEAT PUMP, OUTDOOR UNIT AC-4 | MITSUBISHI | MUY-GE24NA | FACILITIES | BOTH | D30 | D3030 | D3030225 | CNRSE | CNRSE ST-FAC
MYP-1-VAT-00 | MAYPOR-1 | VAV | TITUS | DEDV | FACILITIES | BOTH | D30 | D3040 | D3040132 | CNRSE | CNRSE ST-FAC
MYP-1-VAT-01 | MAYPOR-1 | VAV | TITUS | DEDV | FACILITIES | BOTH | D30 | D3040 | D3040132 | CNRSE | CNRSE ST-FAC
MYP-2008-WAC-01 | MAYPOR-2008 | THRU THE WALL A/C UNIT | Unknown | Unknown | FACILITIES | BOTH | D30 | D3050 | D3050255 | CNRSE | CNRSE ST-FAC
MYP-2009-WAC-01 | MAYPOR-2009 | THRU-WALL A/C UNIT, 2 TON | GE | Unknown | FACILITIES | BOTH | D30 | D3050 | D3050255 | CNRSE | CNRSE ST-FAC
MYP-2013-WAC-01 | MAYPOR-2013 | THRU WALL A/C UNIT | Unknown | Unknown | FACILITIES | BOTH | D30 | D3050 | D3050255 | CNRSE | CNRSE ST-FAC
MYP-2014-WAC-01 | MAYPOR-2014 | THRU THE WALL A/C UNIT | Unknown | Unknown | FACILITIES | BOTH | D30 | D3050 | D3050255 | CNRSE | CNRSE ST-FAC
MYP-2018-WAC-01 | MAYPOR-2018 | A/C WALL UNIT | GE | Unknown | FACILITIES | BOTH | D30 | D3050 | D3050255 | CNRSE | CNRSE ST-FAC
MYP-2019-WAC-01 | MAYPOR-2019 | THRU WALL A/C UNIT | GE | Unknown | FACILITIES | BOTH | D30 | D3050 | D3050255 | CNRSE | CNRSE ST-FAC
MYP-2020-AHC-01 | MAYPOR-2020 | AIR HANDLING UNITS | ADDISON | VCA 101M-4E-T-AAA-R | FACILITIES | BOTH | D30 | D3040 | D3040110 | CNRSE | CNRSE ST-FAC
MYP-2020-CDX-01 | MAYPOR-2020 | DX: CONDENSER, AIR COOLED | ADDISON | RCA101004F | FACILITIES | BOTH | D30 | D3030 | D3030901 | CNRSE | CNRSE ST-FAC
MYP-2020-CDX-02 | MAYPOR-2020 | DX: CONDENSER, AIR COOLED | CARRIER | 38AUQA08A0B6A0A0A0 | FACILITIES | BOTH | D30 | D3030 | D3030901 | CNRSE | CNRSE ST-FAC
MYP-2020-SDI-02 | MAYPOR-2020 | SPLIT DUCTLESS SYSTEM, INDOOR UNIT - 1 TON | MITSUBISHI | MSZ-JPY2WA | FACILITIES | BOTH | D30 | D3040 | D3040904 | CNRSE | CNRSE ST-FAC
MYP-2020-SDS-02 | MAYPOR-2020 | SPLIT DUCTLESS OUTDOOR UNIT HEAT PUMP, 1 TON | MITSUBISHI | MUZ-JP12WA | FACILITIES | BOTH | D30 | D3030 | D3030225 | CNRSE | CNRSE ST-FAC
MYP-2020-SSP-01 | MAYPOR-2020 | AIR HANDLING UNITS | CARRIER | 40RUQA08A2A6-0A0A0 | FACILITIES | BOTH | D30 | D3040 | D3040905 | CNRSE | CNRSE ST-FAC
MYP-2021-CDX-02 | MAYPOR-2021 | Heat Pump, Air/Air, Roof Top,20 ton | TRANE | TWA12043DAB01AR0 | FACILITIES | BOTH | D30 | D3030 | D3030901 | CNRSE | CNRSE ST-FAC
MYP-2021-SSP-02 | MAYPOR-2021 | Air Handling Unit, Central Station, 5000 CFM | TRANE | TWE12043BAA04A10 | FACILITIES | BOTH | D30 | D3040 | D3040110 | CNRSE | CNRSE ST-FAC
MYP-2021-VAT-01 | MAYPOR-2021 | VAV | NAILOR | D3001 | FACILITIES | BOTH | D30 | D3040 | D3040132 | CNRSE | CNRSE ST-FAC
MYP-2025-PTA-01 | MAYPOR-2025 | PACKAGE TERMINAL AIR CONDITIONER (PTAC) (18000 BTUH) | CARRIER | 52CQC212351CP | FACILITIES | BOTH | D30 | D3050 | D3050330 | CNRSE | CNRSE ST-FAC
MYP-2030-CDX-01 | MAYPOR-2030 | DX: CONDENSER, AIR COOLED J-ANNEX | PAYNE | PHI3NA024 B | FACILITIES | BOTH | D30 | D3030 | D3030901 | CNRSE | CNRSE ST-FAC
MYP-2030-SSP-01 | MAYPOR-2030 | DX AIR HANDLING UNIT | PAYNE | PF4MNA031 | FACILITIES | BOTH | D30 | D3040 | D3040905 | CNRSE | CNRSE ST-FAC
MYP-2038-CDX-01 | MAYPOR-2038 | Condenser, DX, Air Cooled, | CARRIER | 38AKS008---501 | FACILITIES | BOTH | D30 | D3030 | D3030901 | CNRSE | CNRSE ST-FAC
MYP-2038-CDX-02 | MAYPOR-2038 | DX: CONDENSER, AIR COOLED | CARRIER | 38AK-007---501 | FACILITIES | BOTH | D30 | D3030 | D3030901 | CNRSE | CNRSE ST-FAC
MYP-2038-SDI-01 | MAYPOR-2038 | SPLIT DUCTLESS SYSTEM, INDOOR UNIT | GOODMAN | WMC18-1A | FACILITIES | BOTH | D30 | D3040 | D3040904 | CNRSE | CNRSE ST-FAC
MYP-2038-SDS-01 | MAYPOR-2038 | SPLIT DUCTLESS HEAT PUMP, OUTDOOR UNIT | GOODMAN | HDC18-1AB | FACILITIES | BOTH | D30 | D3030 | D3030225 | CNRSE | CNRSE ST-FAC
MYP-2038-SSP-01 | MAYPOR-2038 | DX AIR HANDLING UNIT | CARRIER | 40RM-007--B600HC | FACILITIES | BOTH | D30 | D3040 | D3040905 | CNRSE | CNRSE ST-FAC
MYP-2038-SSP-02 | MAYPOR-2038 | DX AIR HANDLING UNIT | CARRIER | 40RM-007--B600HC | FACILITIES | BOTH | D30 | D3040 | D3040905 | CNRSE | CNRSE ST-FAC
MYP-2039-ACE-01 | MAYPOR-2039 | PKG A/C, AIR COOLED, ELEC HEAT (5-TON) | TRANE | 4TCC3060A3000AA | FACILITIES | BOTH | D30 | D3050 | D3050201 | CNRSE | CNRSE ST-FAC
MYP-2039-ACE-02 | MAYPOR-2039 | PKG A/C, AIR COOLED, ELEC HEAT (5-TON) | TRANE | 4TCC3060A3000AA | FACILITIES | BOTH | D30 | D3050 | D3050201 | CNRSE | CNRSE ST-FAC
MYP-2039-ACE-03 | MAYPOR-2039 | PKG A/C, AIR COOLED, ELEC HEAT (5-TON) | TRANE | 4WCC3060A3000AA | FACILITIES | BOTH | D30 | D3050 | D3050201 | CNRSE | CNRSE ST-FAC
MYP-2039-ACS-01 | MAYPOR-2039 | AIR CURTAIN | Unknown | STANDARD 42 | FACILITIES | BOTH | D30 | D3090 | D3090903 | CNRSE | CNRSE ST-FAC
MYP-2039-ACS-02 | MAYPOR-2039 | AIR CURTAIN | DAYTON | 4YP02B | FACILITIES | BOTH | D30 | D3090 | D3090903 | CNRSE | CNRSE ST-FAC
MYP-2039-KEA-02 | MAYPOR-2039 | KITCHEN MAKE-UP AIR UNIT | CAPTIVE AIR | NSAU2 | FACILITIES | BOTH | D30 | D3040 | D3040260 | CNRSE | CNRSE ST-FAC
MYP-2040-PTA-01 | MAYPOR-2040 | PACKAGE TERMINAL AIR CONDITIONER (PTAC) | CARRIER | 52CQC312851AA | FACILITIES | BOTH | D30 | D3050 | D3050330 | CNRSE | CNRSE ST-FAC
MYP-2050-AHC-04 | MAYPOR-2050 | AIR HANDLING UNIT, CENTRAL STATION, 5 TON | GOODMAN | AMST60DU1400AA | FACILITIES | BOTH | D30 | D3040 | D3040110 | CNRSE | CNRSE ST-FAC
MYP-2050-AHC-05 | MAYPOR-2050 | AIR HANDLING UNIT, CENTRAL STATION, 7.5 TON | TRANE | TWE09043AAA | FACILITIES | BOTH | D30 | D3040 | D3040110 | CNRSE | CNRSE ST-FAC
MYP-2050-SDH-05 | MAYPOR-2050 | SPLIT SYSTEM OUTDOOR UNIT HEAT PUMP, 7.5 TON | TRANE | TTA09043AAA | FACILITIES | BOTH | D30 | D3030 | D3030224 | CNRSE | CNRSE ST-FAC
MYP-2050-SDH-06 | MAYPOR-2050 | SPLIT SYSTEM OUTDOOR UNIT HEAT PUMP, 5 TON | GOODMAN | GSZB406010AA | FACILITIES | BOTH | D30 | D3030 | D3030224 | CNRSE | CNRSE ST-FAC
MYP-2051-CDX-01 | MAYPOR-2051 | CONDENSER, DX, AIR COOLED | TRANE | 2TWA3036A3000AA | FACILITIES | BOTH | D30 | D3030 | D3030901 | CNRSE | CNRSE ST-FAC
MYP-2051-CDX-02 | MAYPOR-2051 | CONDENSER, DX, AIR COOLED | TRANE | 2TWA3036A3000AA | FACILITIES | BOTH | D30 | D3030 | D3030901 | CNRSE | CNRSE ST-FAC
MYP-2051-CDX-03 | MAYPOR-2051 | CONDENSER, DX, AIR COOLED | TRANE | 2TWA3042A3000AA | FACILITIES | BOTH | D30 | D3030 | D3030901 | CNRSE | CNRSE ST-FAC
MYP-2051-CDX-04 | MAYPOR-2051 | CONDENSER, DX, AIR COOLED | TRANE | 2TWA3042A3000AA | FACILITIES | BOTH | D30 | D3030 | D3030901 | CNRSE | CNRSE ST-FAC
MYP-2051-CID-01 | MAYPOR-2051 | HVAC CONTROLS, ELECTRIC, DIGITAL VFD (7-1/2) HP | Unknown | Unknown | FACILITIES | BOTH | D30 | D3060 | D3060901 | CNRSE | CNRSE ST-FAC
MYP-2051-SDI-01 | MAYPOR-2051 | SPLIT DUCTLESS SYSTEM, INDOOR UNIT | TRANE | 2TEC3F42C1000AA | FACILITIES | BOTH | D30 | D3040 | D3040904 | CNRSE | CNRSE ST-FAC
MYP-2051-SDS-01 | MAYPOR-2051 | SPLIT DUCTLESS HEAT PUMP, OUTDOOR UNIT | MITSUBISHI | MUY-GE24NA | FACILITIES | BOTH | D30 | D3030 | D3030225 | CNRSE | CNRSE ST-FAC
MYP-2051-SSP-01 | MAYPOR-2051 | DX AIR HANDLING UNIT | TRANE | 2TEC3F36B1000AA | FACILITIES | BOTH | D30 | D3040 | D3040905 | CNRSE | CNRSE ST-FAC
MYP-2051-SSP-02 | MAYPOR-2051 | DX AIR HANDLING UNIT | TRANE | 2TEC3F36B1000AA | FACILITIES | BOTH | D30 | D3040 | D3040905 | CNRSE | CNRSE ST-FAC
MYP-2051-SSP-03 | MAYPOR-2051 | DX AIR HANDLING UNIT | TRANE | 2TEC3F42C1000AA | FACILITIES | BOTH | D30 | D3040 | D3040905 | CNRSE | CNRSE ST-FAC
MYP-2051-SSP-04 | MAYPOR-2051 | DX AIR HANDLING UNIT | TRANE | 2TEC3F42C1000AA | FACILITIES | BOTH | D30 | D3040 | D3040905 | CNRSE | CNRSE ST-FAC
MYP-2062-CDX-01 | MAYPOR-2062 | DX CONDENSER, AIR COOLED | TRANE | 4TWR5061E1000CA | FACILITIES | BOTH | D30 | D3030 | D3030901 | CNRSE | CNRSE ST-FAC
MYP-2062-CDX-02 | MAYPOR-2062 | DX CONDENSER, AIR COOLED | TRANE | 4TWR5061E1000CA | FACILITIES | BOTH | D30 | D3030 | D3030901 | CNRSE | CNRSE ST-FAC
MYP-2062-SSP-01 | MAYPOR-2062 | DX AIR HANDLING UNIT | TRANE | TAM7B0C60H51EAA | FACILITIES | BOTH | D30 | D3040 | D3040905 | CNRSE | CNRSE ST-FAC
MYP-2062-SSP-02 | MAYPOR-2062 | DX AIR HANDLING UNIT | TRANE | TAM7B0C60H51EAA | FACILITIES | BOTH | D30 | D3040 | D3040905 | CNRSE | CNRSE ST-FAC
MYP-2078-CDX-01 | MAYPOR-2078 | Condenser, DX, Air Cooled,Direct Drive | CARRIER | 38APS03064A10020 | FACILITIES | BOTH | D30 | D3030 | D3030901 | CNRSE | CNRSE ST-FAC
MYP-2078-EQO-02 | MAYPOR-2078 | VENTILATION UNIT (BREEZEWAY TYPE, BAY2, S WALL) | Unknown | Unknown | FACILITIES | BOTH | E10 | E1090 | E1090999 | CNRSE | CNRSE ST-FAC
MYP-2078-EQO-12 | MAYPOR-2078 | VENTILATION UNIT (BREEZEWAY TYPE, BAY1, S WALL) | Unknown | Unknown | FACILITIES | BOTH | E10 | E1090 | E1090999 | CNRSE | CNRSE ST-FAC
MYP-2078-SDI-00 | MAYPOR-2078 | DUCTLESS SYSTEM OUTDOOR UNIT | FRIEDRICH | MR12C1J | FACILITIES | BOTH | D30 | D3040 | D3040903 | CNRSE | CNRSE ST-FAC
MYP-2078-SSP-00 | MAYPOR-2078 | SPLIT SYSTEM HEAT PUMP, INDOOR UNIT | CARRIER | 39LD21KA-BH-ADK-E2 | FACILITIES | CIMU | D30 | D3040 | D3040905 | CNRSE | CNRSE ST-FAC
MYP-2078-UHE-00 | MAYPOR-2078 | UNIT SPACE HEATER, HORIZONTAL, BAY 1, NW | QMARK | MUH204 | FACILITIES | BOTH | D30 | D3050 | D3050901 | CNRSE | CNRSE ST-FAC
MYP-2078-UHE-01 | MAYPOR-2078 | UNIT SPACE HEATER, HORIZONTAL, BAY 2, SE | QMARK | MUH204 | FACILITIES | BOTH | D30 | D3050 | D3050901 | CNRSE | CNRSE ST-FAC
MYP-2078-UHE-02 | MAYPOR-2078 | UNIT SPACE HEATER, HORIZONTAL, BAY 1, SE | QMARK | MUH204 | FACILITIES | BOTH | D30 | D3050 | D3050901 | CNRSE | CNRSE ST-FAC
MYP-2078-UHE-03 | MAYPOR-2078 | UNIT SPACE HEATER, HORIZONTAL, BAY 2, NW | QMARK | MUH204 | FACILITIES | BOTH | D30 | D3050 | D3050901 | CNRSE | CNRSE ST-FAC
MYP-2084-AHC-14 | MAYPOR-2084 | Air Handler, DX, Air Cooled,Direct Drive, 5 ton | GOODMAN | AMST60D41300AA | FACILITIES | BOTH | D30 | D3040 | D3040110 | CNRSE | CNRSE ST-FAC
MYP-2084-AHC-15 | MAYPOR-2084 | Air Handler, DX, Air Cooled,Direct Drive, 5 ton | GOODMAN | AMST36CU1300AA | FACILITIES | BOTH | D30 | D3040 | D3040110 | CNRSE | CNRSE ST-FAC
MYP-2084-AHC-16 | MAYPOR-2084 | Air Handler, DX, Air Cooled,Direct Drive, 5 ton | GOODMAN | AMSTG0DU1300AA | FACILITIES | BOTH | D30 | D3040 | D3040110 | CNRSE | CNRSE ST-FAC
MYP-2084-AHC-17 | MAYPOR-2084 | Air Handler, DX, Air Cooled,Direct Drive, 5 ton | GOODMAN | AMST48CU1300AA | FACILITIES | BOTH | D30 | D3040 | D3040110 | CNRSE | CNRSE ST-FAC
MYP-2084-CDX-01 | MAYPOR-2084 | DX CONDENSOR UNIT - #8 | CARRIER | 38YCC036530208/230 | FACILITIES | BOTH | D30 | D3030 | D3030901 | CNRSE | CNRSE ST-FAC
MYP-2084-CDX-06 | MAYPOR-2084 | DX: CONDENSER, AIR COOLED - #5 | PAYNE | PH13NB035-B | FACILITIES | BOTH | D30 | D3030 | D3030901 | CNRSE | CNRSE ST-FAC
MYP-2084-CDX-07 | MAYPOR-2084 | DX: CONDENSER, AIR COOLED - #4 | CARRIER | 38YCC030500 | FACILITIES | BOTH | D30 | D3030 | D3030901 | CNRSE | CNRSE ST-FAC
MYP-2084-CDX-08 | MAYPOR-2084 | DX: CONDENSER, AIR COOLED - #3 | CARRIER | 38YCC036530 | FACILITIES | BOTH | D30 | D3030 | D3030901 | CNRSE | CNRSE ST-FAC
MYP-2084-CDX-09 | MAYPOR-2084 | DX: CONDENSER, AIR COOLED - #2 | CARRIER | 38AQS008--V501 | FACILITIES | BOTH | D30 | D3030 | D3030901 | CNRSE | CNRSE ST-FAC
MYP-2084-CDX-12 | MAYPOR-2084 | DX: CONDENSER, AIR COOLED - #1 | CARRIER | 38AUQA08A0B5AOAOAO | FACILITIES | BOTH | D30 | D3030 | D3030901 | CNRSE | CNRSE ST-FAC
MYP-2084-CDX-13 | MAYPOR-2084 | CONDENSER, DX, AIR COOLED, 3 TON | DAIKIN | DH4SEA3610AA | FACILITIES | BOTH | D30 | D3030 | D3030901 | CNRSE | CNRSE ST-FAC
MYP-2084-CDX-14 | MAYPOR-2084 | Condenser, DX, Air Cooled,Direct Drive, 10 ton | DAIKIN | DH4SEAG010AA | FACILITIES | BOTH | D30 | D3030 | D3030901 | CNRSE | CNRSE ST-FAC
MYP-2084-CDX-15 | MAYPOR-2084 | Condenser, DX, Air Cooled,Direct Drive, 5 ton | DAIKIN | DH4SEA3610AA | FACILITIES | BOTH | D30 | D3030 | D3030901 | CNRSE | CNRSE ST-FAC
MYP-2084-CDX-16 | MAYPOR-2084 | Condenser, DX, Air Cooled,Direct Drive, 5 ton | DAIKIN | DH4SEAG010AA | FACILITIES | BOTH | D30 | D3030 | D3030901 | CNRSE | CNRSE ST-FAC
MYP-2084-CDX-17 | MAYPOR-2084 | Condenser, DX, Air Cooled,Direct Drive, 5 ton | DAIKIN | DH4SEA4310AA | FACILITIES | BOTH | D30 | D3030 | D3030901 | CNRSE | CNRSE ST-FAC
MYP-2084-SSP-02 | MAYPOR-2084 | DX AIR HANDLING UNIT -#4 | CARRIER | FK4CNF003 | FACILITIES | BOTH | D30 | D3040 | D3040905 | CNRSE | CNRSE ST-FAC
MYP-2084-SSP-03 | MAYPOR-2084 | DX AIR HANDLING UNIT - #3 | CARRIER | FK4CNF003 | FACILITIES | BOTH | D30 | D3040 | D3040905 | CNRSE | CNRSE ST-FAC
MYP-2084-SSP-07 | MAYPOR-2084 | DX AIR HANDLING UNIT - #2 | CARRIER | 40RMQ008--B610HC | FACILITIES | BOTH | D30 | D3040 | D3040905 | CNRSE | CNRSE ST-FAC
MYP-2084-SSP-10 | MAYPOR-2084 | DX AIR HANDLING UNIT - #8 | CARRIER | FK4CNF003 | FACILITIES | BOTH | D30 | D3040 | D3040905 | CNRSE | CNRSE ST-FAC
MYP-2084-SSP-11 | MAYPOR-2084 | DX AIR HANDLING UNIT - #11, OA UNIT | ADDISON | VCA361FG1C4G | FACILITIES | BOTH | D30 | D3040 | D3040905 | CNRSE | CNRSE ST-FAC
MYP-2084-SSP-12 | MAYPOR-2084 | DX AIR HANDLING UNIT - #1 | CARRIER | 40RUQA08T2A5AOAOAO | FACILITIES | BOTH | D30 | D3040 | D3040905 | CNRSE | CNRSE ST-FAC
MYP-2151-HPS-01 | MAYPOR-2151 | HEAT PUMP, WATER SOURCE, CONSOLE 9 TON | TRANE | OABE108D4C1B401KE | FACILITIES | BOTH | D30 | D3050 | D3050235 | CNRSE | CNRSE ST-FAC
MYP-2161-WAC-01 | MAYPOR-2161 | THRU-WALL A/C UNIT, 1 TON | BARD | Unknown | FACILITIES | BOTH | D30 | D3050 | D3050255 | CNRSE | CNRSE ST-FAC
MYP-2179-ACE-01 | MAYPOR-2179 | PKG A/C, AIR COOLED, ELEC HEAT 7.5 TON | Unknown | Unknown | FACILITIES | BOTH | D30 | D3050 | D3050201 | CNRSE | CNRSE ST-FAC
MYP-2187-PTA-01 | MAYPOR-2187 | PACKAGE TERMINAL A/C, 12000 BTUH | Unknown | Unknown | FACILITIES | BOTH | D30 | D3050 | D3050330 | CNRSE | CNRSE ST-FAC
MYP-2209-DFC-00 | MAYPOR-2209 | FAN COIL A/C, | CARRIER | FB4CNP030 | FACILITIES | BOTH | D30 | D3050 | D3050201 | CNRSE | CNRSE ST-FAC
MYP-2209-SSC-00 | MAYPOR-2209 | CONDENSER | CARRIER | 25HCE430C300 | FACILITIES | BOTH | D30 | D3030 | D3030221 | CNRSE | CNRSE ST-FAC
MYP-2210-AHC-001 | MAYPOR-2210 | AIR HANDLING UNIT-1FL-ENTRYWAY-Type: 2000 CFM- Tag: A131979 | TRANE | TAM4A0A24S211EDA | FACILITIES | BOTH | D30 | D3040 | D3040110 | CNRSE | CNRSE ST-FAC
MYP-2210-CGA-001 | MAYPOR-2210 | CONDENSING UNIT, AIR COOLED-EXTERIOR-SOUTHEAST-Type: DIRECT DRIVE, 8 TON | TRANE | 4TWR4030G1000AA | FACILITIES | BOTH | D30 | D3030 | D3030221 | CNRSE | CNRSE ST-FAC
MYP-2210-SDH-01 | MAYPOR-2210 | SPLIT SYSTEM HEAT PUMP , OUTDOOR UNIT 2TON | CARRIER | 25HNA624A310 | FACILITIES | BOTH | D30 | D3030 | D3030224 | CNRSE | CNRSE ST-FAC
MYP-2210-SSP-01 | MAYPOR-2210 | SPLIT SYSTEM HEAT PUMP, INDOOR UNIT 2TON | CARRIER | FV4BNF002 | FACILITIES | BOTH | D30 | D3040 | D3040905 | CNRSE | CNRSE ST-FAC
MYP-2211-CID-001 | MAYPOR-2211 | HVAC CONTROLS-Type: D.D.C CONTROLLER (AVG. 50' RUN IN CONDUIT), SPACE, V.A.V TERMINAL BOX, INCL | Unknown | Unknown | FACILITIES | BOTH | D30 | D3060 | D3060901 | CNRSE | CNRSE ST-FAC
MYP-2211-DFC--01 | MAYPOR-2211 | Air Handling Unit, Central Station, 2000 CFM | Unknown | Unknown | FACILITIES | BOTH | D30 | D3040 | D3040905 | CNRSE | CNRSE ST-FAC
MYP-2211-SDO-01 | MAYPOR-2211 | Heat Pump, Air/Air, Roof Top,10 ton | CARRIER | 38YDB024310 | FACILITIES | BOTH | D30 | D3030 | D3030224 | CNRSE | CNRSE ST-FAC
MYP-2215-AHC-01 | MAYPOR-2215 | AIR HANDLING UNIT, CENTRAL STATION, 5 TON | MCQUAY | CAH006GDAC | FACILITIES | BOTH | D30 | D3040 | D3040110 | CNRSE | CNRSE ST-FAC
MYP-2215-AHC-02 | MAYPOR-2215 | AIR HANDLING UNIT, CENTRAL STATION, 5 TON | MCQUAY | CAH006GDAC | FACILITIES | BOTH | D30 | D3040 | D3040110 | CNRSE | CNRSE ST-FAC
MYP-2215-AHC-03 | MAYPOR-2215 | AIR HANDLING UNIT, CENTRAL STATION, 5 TON | MCQUAY | CAH006GDAC | FACILITIES | BOTH | D30 | D3040 | D3040110 | CNRSE | CNRSE ST-FAC
MYP-2215-AHC-04 | MAYPOR-2215 | AIR HANDLING UNIT, CENTRAL STATION, 5 TON | MCQUAY | CAH006GDAC | FACILITIES | BOTH | D30 | D3040 | D3040110 | CNRSE | CNRSE ST-FAC
MYP-2215-AHC-05 | MAYPOR-2215 | AIR HANDLING UNIT, CENTRAL STATION, 5 TON | MCQUAY | CAH006GDAC | FACILITIES | BOTH | D30 | D3040 | D3040110 | CNRSE | CNRSE ST-FAC
MYP-2215-AHC-06 | MAYPOR-2215 | AIR HANDLING UNIT, CENTRAL STATION, 5 TON | MCQUAY | CAH006GDAC | FACILITIES | BOTH | D30 | D3040 | D3040110 | CNRSE | CNRSE ST-FAC
MYP-2215-AHC-07 | MAYPOR-2215 | AIR HANDLING UNIT, CENTRAL STATION, 5 TON | MCQUAY | CAH006GDAC | FACILITIES | BOTH | D30 | D3040 | D3040110 | CNRSE | CNRSE ST-FAC
MYP-2215-CFW-01 | MAYPOR-2215 | CHEMICAL FEEDWATER | Unknown | Unknown | FACILITIES | BOTH | D30 | D3090 | D3090902 | CNRSE | CNRSE ST-FAC
MYP-2215-CPS-01 | MAYPOR-2215 | CIRCULATING PUMP, END SUCTION, 5 HP | BELL AND GOSSETT | 1510 BF 8.5 | FACILITIES | BOTH | D30 | D3040 | D3040330 | CNRSE | CNRSE ST-FAC
MYP-2215-CPS-02 | MAYPOR-2215 | CIRCULATING PUMP, END SUCTION, 5 HP | BELL AND GOSSETT | 1510 BF 8.5 | FACILITIES | BOTH | D30 | D3040 | D3040330 | CNRSE | CNRSE ST-FAC
MYP-2215-DDC-01 | MAYPOR-2215 | DIRECT DIGITAL CONTROL (DDC) SYSTEM | DISTECH CONTROLS | EC-BOS-6AX | FACILITIES | BOTH | D30 | D3060 | D3060905 | CNRSE | CNRSE ST-FAC
MYP-2215-DFC-00 | MAYPOR-2215 | FAN COIL A/C, CAB MNT, TWO PIPE, 3 TON | Unknown | NO NAME PLATE | FACILITIES | BOTH | D30 | D3040 | D3040118 | CNRSE | CNRSE ST-FAC
MYP-2215-DFC-01 | MAYPOR-2215 | FAN COIL A/C, CAB MNT, TWO PIPE, 3 TON | Unknown | NO NAME PLATE | FACILITIES | BOTH | D30 | D3040 | D3040118 | CNRSE | CNRSE ST-FAC
MYP-2215-FSU-01 | MAYPOR-2215 | SUPPLY FAN | Unknown | Unknown | FACILITIES | BOTH | D30 | D3040 | D3040230 | CNRSE | CNRSE ST-FAC
MYP-2215-FSU-02 | MAYPOR-2215 | SUPPLY FAN | Unknown | Unknown | FACILITIES | BOTH | D30 | D3040 | D3040230 | CNRSE | CNRSE ST-FAC
MYP-2215-FSU-03 | MAYPOR-2215 | SUPPLY FAN | Unknown | Unknown | FACILITIES | BOTH | D30 | D3040 | D3040230 | CNRSE | CNRSE ST-FAC
MYP-2215-FSU-04 | MAYPOR-2215 | SUPPLY FAN | Unknown | Unknown | FACILITIES | BOTH | D30 | D3040 | D3040230 | CNRSE | CNRSE ST-FAC
MYP-2215-PDR-00 | MAYPOR-2215 | CHILLER, SCROLL, AIR COOLED, 60 TON | TRANE | CGAM060A2W03AXB2A1A1A1CXXA101A4XXXXXXB1A3A101XXLXX | FACILITIES | BOTH | D30 | D3030 | D3030120 | CNRSE | CNRSE ST-FAC
MYP-2215-PDR-01 | MAYPOR-2215 | CHILLER, SCROLL, AIR COOLED, 60 TON | TRANE | CGAM060A2W03AXB2A1A1A1CXXA1D1A4XXXXXB1A3A1D1XXLXX | FACILITIES | BOTH | D30 | D3030 | D3030120 | CNRSE | CNRSE ST-FAC
MYP-2215-PMP-01 | MAYPOR-2215 | CIRCULATING PUMP, 1 HP | GRUNOFOS | Unknown | FACILITIES | BOTH | D20 | D2020 | D2020906 | CNRSE | CNRSE ST-FAC
MYP-2215-UHE-01 | MAYPOR-2215 | ELECTRIC UNIT HEATERS, 3 KW | INDEECO UHIR | LR 34083 | FACILITIES | BOTH | D30 | D3050 | D3050901 | CNRSE | CNRSE ST-FAC
MYP-2215-UHE-02 | MAYPOR-2215 | ELECTRIC UNIT HEATERS, 3 KW | INDEECO UHIR | LR 34083 | FACILITIES | BOTH | D30 | D3050 | D3050901 | CNRSE | CNRSE ST-FAC
MYP-2215-UHE-03 | MAYPOR-2215 | ELECTRIC UNIT HEATERS, 3 KW | INDEECO UHIR | Unknown | FACILITIES | BOTH | D30 | D3050 | D3050901 | CNRSE | CNRSE ST-FAC
MYP-2215-UHE-04 | MAYPOR-2215 | ELECTRIC UNIT HEATERS, 3 KW | INDEECO UHIR | Unknown | FACILITIES | BOTH | D30 | D3050 | D3050901 | CNRSE | CNRSE ST-FAC
MYP-2215-UHE-05 | MAYPOR-2215 | ELECTRIC UNIT HEATERS, 3 KW | INDEECO UHIR | Unknown | FACILITIES | BOTH | D30 | D3050 | D3050901 | CNRSE | CNRSE ST-FAC
MYP-2215-UHE-06 | MAYPOR-2215 | ELECTRIC UNIT HEATERS, 3 KW | INDEECO UHIR | Unknown | FACILITIES | BOTH | D30 | D3050 | D3050901 | CNRSE | CNRSE ST-FAC
MYP-2215-UHE-07 | MAYPOR-2215 | ELECTRIC UNIT HEATERS, 3 KW | INDEECO UHIR | Unknown | FACILITIES | BOTH | D30 | D3050 | D3050901 | CNRSE | CNRSE ST-FAC
MYP-2215-VAF-01 | MAYPOR-2215 | VAV TERMINAL, FAN POWERED, COOL ONLY, 1250 CFM | ENVIRO-TECH | VARIOUS | FACILITIES | BOTH | D30 | D3040 | D3040136 | CNRSE | CNRSE ST-FAC
MYP-2219-CPS-01 | MAYPOR-2219 | CIRCULATING PUMP | Unknown | Unknown | FACILITIES | CIMU | D30 | D3040 | D3040330 | CNRSE | CNRSE ST-FAC
MYP-2250-PTA-01 | MAYPOR-2250 | PTAC UNIT | Unknown | Unknown | FACILITIES | BOTH | D30 | D3050 | D3050330 | CNRSE | CNRSE ST-FAC
MYP-2251-SDS-01 | MAYPOR-2251 | SPLIT SYSTEM HEAT PUMP - OUTDOOR UNIT | MITSUBISHI | MUZ-A24NA | FACILITIES | BOTH | D30 | D3030 | D3030224 | CNRSE | CNRSE ST-FAC
MYP-2251-SSP-01 | MAYPOR-2251 | SPLIT SYSTEM HEAT PUMP - INDOOR UNIT | MITSUBISHI | MSZ-A24NA | FACILITIES | BOTH | D30 | D3040 | D3040905 | CNRSE | CNRSE ST-FAC
MYP-2264-SDH-01 | MAYPOR-2264 | SPLIT SYSTEM OUTDOOR UNIT HEAT PUMP, 2 TON | MITSUBISHI | MUZ-WR24NA | FACILITIES | BOTH | D30 | D3030 | D3030224 | CNRSE | CNRSE ST-FAC
MYP-2264-SDH-02 | MAYPOR-2264 | SPLIT SYSTEM OUTDOOR UNIT HEAT PUMP, 2 TON | MITSUBISHI | MUZ-WR24NA | FACILITIES | BOTH | D30 | D3030 | D3030224 | CNRSE | CNRSE ST-FAC
MYP-2264-SSP-01 | MAYPOR-2264 | SPLIT SYSTEM HEAT PUMP, INDOOR UNIT - 2 TON | MITSHUBISHI | MSZ-WR24NA | FACILITIES | BOTH | D30 | D3040 | D3040905 | CNRSE | CNRSE ST-FAC
MYP-2264-SSP-02 | MAYPOR-2264 | SPLIT SYSTEM HEAT PUMP, INDOOR UNIT - 2 TON | MITSHUBISHI | MSZ-WR24NA | FACILITIES | BOTH | D30 | D3040 | D3040905 | CNRSE | CNRSE ST-FAC
MYP-2276-AHC-02 | MAYPOR-2276 | AIR HANDLING UNIT, CENTRAL STATION, 12 TON | TRANE | ODYSSEY TWE18043BAA07BC | FACILITIES | BOTH | D30 | D3040 | D3040110 | CNRSE | CNRSE ST-FAC
MYP-2276-CDX-02 | MAYPOR-2276 | DX CONDENSER UNIT, 12 TON | TRANE | ODYSSEY TTA18043DAA03BS01 | FACILITIES | BOTH | D30 | D3030 | D3030901 | CNRSE | CNRSE ST-FAC
MYP-2277-CDX-02 | MAYPOR-2277 | CONDENSOR UNIT | TRANE | 4A6H4060B1000AA | FACILITIES | BOTH | D30 | D3030 | D3030901 | CNRSE | CNRSE ST-FAC
MYP-2277-CDX-03 | MAYPOR-2277 | CONDENSER UNIT 5 TON | TRANE | 4TWR4060G1000AC | FACILITIES | BOTH | D30 | D3030 | D3030901 | CNRSE | CNRSE ST-FAC
MYP-2277-SSP-01 | MAYPOR-2277 | DX AIR HANDLING UNIT | TRANE | 4TEE3F65B1000AA | FACILITIES | BOTH | D30 | D3040 | D3040905 | CNRSE | CNRSE ST-FAC
MYP-2277-SSP-02 | MAYPOR-2277 | DX AIR HANDLING UNIT | TRANE | 4TEE3F65B1000AA | FACILITIES | BOTH | D30 | D3040 | D3040905 | CNRSE | CNRSE ST-FAC
MYP-2284-WAC-01 | MAYPOR-2284 | PACKAGE UNIT WALL HUNG | BARD | W12AAAA05 | FACILITIES | BOTH | D30 | D3050 | D3050255 | CNRSE | CNRSE ST-FAC
MYP-2285-PTA-01 | MAYPOR-2285 | PACKAGE A/C UNIT (PTAC) | Unknown | Unknown | FACILITIES | BOTH | D30 | D3050 | D3050330 | CNRSE | CNRSE ST-FAC
MYP-2285-PTA-02 | MAYPOR-2285 | PACKAGE A/C UNIT (PTAC) | Unknown | Unknown | FACILITIES | BOTH | D30 | D3050 | D3050330 | CNRSE | CNRSE ST-FAC
MYP-2286-PTA-01 | MAYPOR-2286 | PACKAGE TERMINAL A/C, 12000 BTUH | BARD | W24A1-A10XXXX3X | FACILITIES | BOTH | D30 | D3050 | D3050330 | CNRSE | CNRSE ST-FAC
MYP-2287-ACS-01 | RIBBAY-2287 | AIR CURTAIN | BERNER | ASR1036AA | FACILITIES | BOTH | D30 | D3090 | D3090903 | CNRSE | CNRSE ST-FAC
MYP-2287-AHC-01 | RIBBAY-2287 | AIR HANDLER | TRANE | MCCB003UA0A0UA000 | FACILITIES | BOTH | D30 | D3040 | D3040110 | CNRSE | CNRSE ST-FAC
MYP-2287-AHC-02 | RIBBAY-2287 | AIR HANDLING UNIT | TRANE | MCCB035UA0A0UB000 | FACILITIES | BOTH | D30 | D3040 | D3040110 | CNRSE | CNRSE ST-FAC
MYP-2287-CID-01 | RIBBAY-2287 | HVAC CONTROLS, ELECTRIC, DIGITAL | TRANE | SC | FACILITIES | BOTH | D30 | D3060 | D3060901 | CNRSE | CNRSE ST-FAC
MYP-2287-CPS-01 | RIBBAY-2287 | CW CIRCULATING PUMP, CHWP-1 | TACO | F12509E2FAJ1LOA | FACILITIES | BOTH | D30 | D3040 | D3040330 | CNRSE | CNRSE ST-FAC
MYP-2287-CPS-02 | RIBBAY-2287 | CW CIRCULATING PUMP, CHWP-2 | TACO | F12509E2FAJ1LOA | FACILITIES | BOTH | D30 | D3040 | D3040330 | CNRSE | CNRSE ST-FAC
MYP-2287-CRA-01 | RIBBAY-2287 | CHILLER | TRANE | CGAM080F2C02AX02A1A1A1DXXA1C1A4XXAXXXAXA3B1DXXXLXX | FACILITIES | BOTH | D30 | D3030 | D3030135 | CNRSE | CNRSE ST-FAC
MYP-2287-DFL-02 | RIBBAY-2287 | SUPPLY FAN, SF-2 | FASCO GULF | 71637303 | FACILITIES | BOTH | D30 | D3040 | D3040220 | CNRSE | CNRSE ST-FAC
MYP-2287-DFL-03 | RIBBAY-2287 | SUPPLY FAN, SF-3 | Unknown | NO NAME PLATE | FACILITIES | BOTH | D30 | D3040 | D3040220 | CNRSE | CNRSE ST-FAC
MYP-2287-DFL-04 | RIBBAY-2287 | SUPPLY FAN, SF-4 | GREENHECK FAN | SQ-85-D | FACILITIES | BOTH | D30 | D3040 | D3040220 | CNRSE | CNRSE ST-FAC
MYP-2287-ERW-01 | RIBBAY-2287 | ENERGY RECOVERY WHEEL | TRANE | CSAA021UAB00 | FACILITIES | BOTH | D30 | D3090 | D3090220 | CNRSE | CNRSE ST-FAC
MYP-2287-KEA-03 | RIBBAY-2287 | MAKE-UP AIR UNIT, SF-1 | GREENHECK FAN | BSQ-160-10-X | FACILITIES | BOTH | D30 | D3040 | D3040260 | CNRSE | CNRSE ST-FAC
MYP-2287-PDR--01 | RIBBAY-2287 | PACKAGED DX REFRIGERANT SYSTEM, 80 TON | TRANE | CGAM080F2W02AXB2A1A1A1JXXA1C1A4XXAXXXA1A3A1D1XXLXX | FACILITIES | BOTH | D30 | D3030 | D3030903 | CNRSE | CNRSE ST-FAC
MYP-2287-PMP-01 | RIBBAY-2287 | HVAC - CIRCULATING PUMPS | BALDOR | EM3311T | FACILITIES | BOTH | D30 | D3040 | D3040330 | CNRSE | CNRSE ST-FAC
MYP-2287-SDI-01 | RIBBAY-2287 | SPLIT DUCTLESS SYSTEM, INDOOR UNIT | MITSUBISHI | PKA-A24KA | FACILITIES | BOTH | D30 | D3040 | D3040904 | CNRSE | CNRSE ST-FAC
MYP-2287-SDI-02 | RIBBAY-2287 | SPLIT DUCTLESS SYSTEM, INDOOR UNIT | MITSUBISHI | MSZ-09NA | FACILITIES | BOTH | D30 | D3040 | D3040904 | CNRSE | CNRSE ST-FAC
MYP-2287-SDS-01 | RIBBAY-2287 | SPLIT DUCTLESS HEAT PUMP, OUTDOOR UNIT | MITSUBISHI | MUZ-A09NA | FACILITIES | BOTH | D30 | D3030 | D3030225 | CNRSE | CNRSE ST-FAC
MYP-2287-SDS-02 | RIBBAY-2287 | SPLIT DUCTLESS HEAT PUMP, OUTDOOR UNIT | MITSUBISHI | PUY-A24NHA3 | FACILITIES | BOTH | D30 | D3030 | D3030225 | CNRSE | CNRSE ST-FAC
MYP-2287-UHG-01 | RIBBAY-2287 | UNIT HEATER, HOT WATER, UH-1 | STERLING | HS-108 | FACILITIES | BOTH | D30 | D3050 | D3050120 | CNRSE | CNRSE ST-FAC
MYP-2287-UHG-02 | RIBBAY-2287 | UNIT HEATER, HOT WATER, UH-2 | STERLING | HS-060 | FACILITIES | BOTH | D30 | D3050 | D3050120 | CNRSE | CNRSE ST-FAC
MYP-2287-UHG-03 | RIBBAY-2287 | UNIT HEATER, HOT WATER, UH-3 | STERLING | HS-036 | FACILITIES | BOTH | D30 | D3050 | D3050120 | CNRSE | CNRSE ST-FAC
MYP-2287-VAT-01 | RIBBAY-2287 | VAV | TRANE | VCWF08000J0DD43D00001L1W | FACILITIES | BOTH | D30 | D3040 | D3040132 | CNRSE | CNRSE ST-FAC
MYP-2288-AHU-00 | MAYPOR-2288 | PARENT FOR AIR HANDLING UNITS - 'J' ANNEX | Unknown | Unknown | FACILITIES | CIMU | D30 | D3040 | D3040110 | CNRSE | CNRSE ST-FAC
MYP-2288-CDU-00 | MAYPOR-2288 | PARENT FOR CONDENSING UNITS - 'J' ANNEX | Unknown | Unknown | FACILITIES | CIMU | D30 | D3030 | D3030135 | CNRSE | CNRSE ST-FAC
MYP-234-SDH-01 | MAYPOR-234 | MINI SPLIT SYSTEM | Unknown | Unknown | FACILITIES | BOTH | D30 | D3030 | D3030224 | CNRSE | CNRSE ST-FAC
MYP-234-WAC-01 | MAYPOR-234 | THRU WALL A/C UNIT | Unknown | Unknown | FACILITIES | BOTH | D30 | D3050 | D3050255 | CNRSE | CNRSE ST-FAC
MYP-243-AHC-00 | MAYPOR-243 | AIR HANDLING UNIT, CENTRAL STATION, 5 TON | Unknown | 39LD21AA-21033K-AC | FACILITIES | BOTH | D30 | D3040 | D3040110 | CNRSE | CNRSE ST-FAC
MYP-243-AHC-01 | MAYPOR-243 | AIR HANDLING UNIT, CENTRAL STATION, 5 TON | Unknown | 39LD15AA-21032P-1C | FACILITIES | BOTH | D30 | D3040 | D3040110 | CNRSE | CNRSE ST-FAC
MYP-243-CID-00 | MAYPOR-243 | HVAC CONTROLS, ELECTRIC, DIGITAL VFD (20) HP | DANFOSS | 177U9810 | FACILITIES | BOTH | D30 | D3060 | D3060901 | CNRSE | CNRSE ST-FAC
MYP-243-CPD-00 | MAYPOR-243 | CIRCULATING PUMP, DOUBLE SUCTION, 75 HP | Unknown | 8D BF 6.25 | FACILITIES | BOTH | D30 | D3040 | D3040340 | CNRSE | CNRSE ST-FAC
MYP-243-CPD-01 | MAYPOR-243 | CIRCULATING PUMP, DOUBLE SUCTION, 75 HP | Unknown | NO NAME PLATE | FACILITIES | BOTH | D30 | D3040 | D3040340 | CNRSE | CNRSE ST-FAC
MYP-243-CPS-00 | MAYPOR-243 | CIRCULATING PUMP, END SUCTION, 5 HP | Unknown | NO NAME PLATE | FACILITIES | BOTH | D30 | D3040 | D3040330 | CNRSE | CNRSE ST-FAC
MYP-243-CRA-01 | MAYPOR-243 | CHILLER, RECIP, AIR COOLED, 110 TON | DAIKIN MCQUAY | AGZ110EDSEPVKOB | FACILITIES | BOTH | D30 | D3030 | D3030135 | CNRSE | CNRSE ST-FAC
MYP-243-RHW-00 | MAYPOR-243 | CW/HW ROOFTOP A/C UNIT | CARRIER | 39MW14D021MSF11XPS | FACILITIES | BOTH | D30 | D3050 | D3050175 | CNRSE | CNRSE ST-FAC
MYP-244-CDX-03 | MAYPOR-244 | Condenser, DX, Air Cooled | CARRIER | 38AUQA16A0C5-18405 | FACILITIES | BOTH | D30 | D3030 | D3030901 | CNRSE | CNRSE ST-FAC
MYP-244-CDX-04 | MAYPOR-244 | Condenser, DX, Air Cooled | CARRIER | 38AUQA16A0C5-18405 | FACILITIES | BOTH | D30 | D3030 | D3030901 | CNRSE | CNRSE ST-FAC
MYP-244-CDX-05 | MAYPOR-244 | Heat Pump, Air/Air, Roof Top,20 ton | CARRIER | Unknown | FACILITIES | BOTH | D30 | D3030 | D3030901 | CNRSE | CNRSE ST-FAC
MYP-244-CDX-06 | MAYPOR-244 | Heat Pump, Air/Air, Roof Top,20 ton | CARRIER | Unknown | FACILITIES | BOTH | D30 | D3030 | D3030901 | CNRSE | CNRSE ST-FAC
MYP-244-KEA-01 | MAYPOR-244 | KITCHEN MAKE-UP AIR UNIT, ROOFTOP | LOREN COOK | 150 KSP 150KSP-B | FACILITIES | BOTH | D30 | D3040 | D3040260 | CNRSE | CNRSE ST-FAC
MYP-244-SSC-01 | MAYPOR-244 | SPLIT SYSTEMS AIR COOLED CONDENSER UNIT 15 TON | CARRIER | 38AUQA16A0C5A0A0A0 | FACILITIES | BOTH | D30 | D3050 | D3050170 | CNRSE | CNRSE ST-FAC
MYP-244-SSC-02 | MAYPOR-244 | SPLIT SYSTEMS AIR COOLED CONDENSE UNIT 15 TON | CARRIER | 38AUQA16A0C5A0A0A0 | FACILITIES | BOTH | D30 | D3050 | D3050170 | CNRSE | CNRSE ST-FAC
MYP-244-SSC-03 | MAYPOR-244 | SPLIT SYSTEMS AIR COOLED CONDENSE UNIT 15 TON | CARRIER | 38AUQA16A0C5A0A0A0 | FACILITIES | BOTH | D30 | D3050 | D3050170 | CNRSE | CNRSE ST-FAC
MYP-244-SSP-00 | MAYPOR-244 | DX AIR HANDLING UNIT #1 | CARRIER | 40RUQA16A2A6A0A0A0 | FACILITIES | BOTH | D30 | D3040 | D3040905 | CNRSE | CNRSE ST-FAC
MYP-244-SSP-01 | MAYPOR-244 | DX AIR HANDLING UNIT #2 | CARRIER | 40RUQA16A6A5-13471 | FACILITIES | BOTH | D30 | D3040 | D3040905 | CNRSE | CNRSE ST-FAC
MYP-244-SSP-02 | MAYPOR-244 | DX AIR HANDLING UNIT #3 | CARRIER | 40RUQA16A2A6A0A0A0 | FACILITIES | BOTH | D30 | D3040 | D3040905 | CNRSE | CNRSE ST-FAC
MYP-244-SSP-03 | MAYPOR-244 | DX AIR HANDLING UNIT | CARRIER | 40RUQA16A2A6A0A0A0 | FACILITIES | BOTH | D30 | D3040 | D3040905 | CNRSE | CNRSE ST-FAC
MYP-244-SSP-04 | MAYPOR-244 | DX AIR HANDLING UNIT | CARRIER | 40RUQA16A6A5-13471 | FACILITIES | BOTH | D30 | D3040 | D3040905 | CNRSE | CNRSE ST-FAC
MYP-244-SSP-05 | MAYPOR-244 | Evaporators (Qty 4) - Multi-Stack System | CARRIER | Unknown | FACILITIES | BOTH | D30 | D3040 | D3040905 | CNRSE | CNRSE ST-FAC
MYP-244-SSP-06 | MAYPOR-244 | Evaporators (Qty 4) - Multi-Stack System | CARRIER | Unknown | FACILITIES | BOTH | D30 | D3040 | D3040905 | CNRSE | CNRSE ST-FAC
MYP-245-AHC-00 | MAYPOR-245 | AIR HANDLING UNIT | TRANE | Unknown | FACILITIES | BOTH | D30 | D3040 | D3040110 | CNRSE | CNRSE ST-FAC
MYP-245-AHC-01 | MAYPOR-245 | AIR HANDLING UNIT | CARRIER | 39MN14C010KNR23XDS | FACILITIES | BOTH | D30 | D3040 | D3040110 | CNRSE | CNRSE ST-FAC
MYP-245-CDX-00 | MAYPOR-245 | DX CONDENSING UNIT #3 | TRANE | 4TWB036B1000BA | FACILITIES | BOTH | D30 | D3030 | D3030901 | CNRSE | CNRSE ST-FAC
MYP-245-CDX-05 | MAYPOR-245 | DX CONDENSING UNIT #2 | TRANE | TWA12043AAA02BS01 | FACILITIES | BOTH | D30 | D3030 | D3030901 | CNRSE | CNRSE ST-FAC
MYP-245-CDX-06 | MAYPOR-245 | DX CONDENSING UNIT #1 | TRANE | TWA12043AAA02BS01 | FACILITIES | BOTH | D30 | D3030 | D3030901 | CNRSE | CNRSE ST-FAC
MYP-245-CDX-07 | MAYPOR-245 | DX CONDENSING UNIT, 4 TON | TRANE | 4TWA120D30RAA | FACILITIES | BOTH | D30 | D3030 | D3030901 | CNRSE | CNRSE ST-FAC
MYP-245-CDX-08 | MAYPOR-245 | DX CONDENSING UNIT, 10 TON | TRANE | TWA12043AAA01AS | FACILITIES | BOTH | D30 | D3030 | D3030901 | CNRSE | CNRSE ST-FAC
MYP-245-CPS-00 | MAYPOR-245 | CIRCULATING PUMP, COOLING TOWER | BALDOR | 1531 3BC 7.75BF | FACILITIES | CIMU | D30 | D3040 | D3040340 | CNRSE | CNRSE ST-FAC
MYP-245-CPS-01 | MAYPOR-245 | CIRCULATING PUMP, CW | B AND G | 1510 BF 8.625 | FACILITIES | CIMU | D30 | D3040 | D3040340 | CNRSE | CNRSE ST-FAC
MYP-245-CPS-02 | MAYPOR-245 | CIRCULATING PUMP, HW | AURORA | BP 1970.4 | FACILITIES | CIMU | D30 | D3040 | D3040340 | CNRSE | CNRSE ST-FAC
MYP-245-CRW-00 | MAYPOR-245 | CHILLER - 'J' ANNEX | Unknown | MS050XC5A1W2AAC-410A | FACILITIES | BOTH | D30 | D3030 | D3030130 | CNRSE | CNRSE ST-FAC
MYP-245-CTS-00 | MAYPOR-245 | COOLING TOWER - 'J' ANNEX | Unknown | Unknown | FACILITIES | BOTH | D30 | D3030 | D3030330 | CNRSE | CNRSE ST-FAC
MYP-245-KEA-01 | MAYPOR-245 | FAN, KITCHEN MAKE-UP AIR | Unknown | NO NAME PLATE | FACILITIES | CIMU | D30 | D3040 | D3040260 | CNRSE | CNRSE ST-FAC
MYP-245-SDI-00 | MAYPOR-245 | SPLIT DUCTLESS SYSTEM, INDOOR UNIT | Unknown | MSY-A24NA | FACILITIES | BOTH | D30 | D3040 | D3040904 | CNRSE | CNRSE ST-FAC
MYP-245-SSP-00 | MAYPOR-245 | DX AIR HANDLING UNIT | Unknown | TWE120D300AB | FACILITIES | BOTH | D30 | D3040 | D3040905 | CNRSE | CNRSE ST-FAC
MYP-245-SSP-01 | MAYPOR-245 | DX AIR HANDLING UNIT | Unknown | TWE120D300AB | FACILITIES | BOTH | D30 | D3040 | D3040905 | CNRSE | CNRSE ST-FAC
MYP-245-SSP-02 | MAYPOR-245 | DX AIR HANDLING UNIT | Unknown | TWE240E300BA | FACILITIES | CIMU | D30 | D3040 | D3040905 | CNRSE | CNRSE ST-FAC
MYP-245-SSP-03 | MAYPOR-245 | DX AIR HANDLING UNIT | Unknown | GAM5A0B36M31SAA | FACILITIES | CIMU | D30 | D3040 | D3040905 | CNRSE | CNRSE ST-FAC
MYP-24647 | N60201 | FAC#" MP-0748-B AIR HANDLER | Unknown | Unknown | FACILITIES | BOTH | E10 | E1090 | E1090999 | CNRSE | CNRSE ST-FAC
MYP-2465-RTC-01 | MAYPOR-2465 | ROOFTOP A/C 60 TON | AAON | Unknown | FACILITIES | BOTH | D30 | D3050 | D3050175 | CNRSE | CNRSE ST-FAC
MYP-2465-RTC-02 | MAYPOR-2465 | ROOFTOP A/C 60 TON | AAON | Unknown | FACILITIES | BOTH | D30 | D3050 | D3050175 | CNRSE | CNRSE ST-FAC
MYP-2465-SDI-01 | MAYPOR-2465 | SPLIT DUCTLESS SYSTEM, INDOOR UNIT 1.5TON | MITSUBISHI | Unknown | FACILITIES | BOTH | D30 | D3040 | D3040904 | CNRSE | CNRSE ST-FAC
MYP-2465-SDI-02 | MAYPOR-2465 | SPLIT DUCTLESS SYSTEM, INDOOR UNIT 2TON | MITSUBISHI | Unknown | FACILITIES | BOTH | D30 | D3040 | D3040904 | CNRSE | CNRSE ST-FAC
MYP-2465-SDO-01 | MAYPOR-2465 | SPLIT DUCTLESS UNIT, OUTDOOR UNIT 1.5 TON | MITSUBISHI | MUZ-HM18NA | FACILITIES | BOTH | D30 | D3030 | D3030223 | CNRSE | CNRSE ST-FAC
MYP-2465-SDO-02 | MAYPOR-2465 | SPLIT DUCTLESS UNIT, OUTDOOR UNIT 2TON | MITSUBISHI | MUZ-HM24NA | FACILITIES | BOTH | D30 | D3030 | D3030223 | CNRSE | CNRSE ST-FAC
MYP-2468-PTH-01 | MAYPOR-2468 | PACKAGE TERMINAL HEAT PUMP (PTHP) (3 TON) | BARD | W61A1-COZPXX2E | FACILITIES | BOTH | D30 | D3050 | D3050340 | CNRSE | CNRSE ST-FAC
MYP-2468-PTH-02 | MAYPOR-2468 | PACKAGE TERMINAL HEAT PUMP (PTHP) (3 TON) | BARD | W61A1-COZPXX2E | FACILITIES | BOTH | D30 | D3050 | D3050340 | CNRSE | CNRSE ST-FAC
MYP-2468-PTH-03 | MAYPOR-2468 | PACKAGE TERMINAL HEAT PUMP (PTHP) (3 TON) | BARD | W61A1-COZPXX2E | FACILITIES | BOTH | D30 | D3050 | D3050340 | CNRSE | CNRSE ST-FAC
MYP-2468-WAC-01 | MAYPOR-2468 | THRU-WALL A/C UNIT | BARD | W61A1-COZPXX2E | FACILITIES | BOTH | D30 | D3050 | D3050255 | CNRSE | CNRSE ST-FAC
MYP-2468-WAC-02 | MAYPOR-2468 | THRU-WALL A/C UNIT | BARD | W61A1-COZPXX2E | FACILITIES | BOTH | D30 | D3050 | D3050255 | CNRSE | CNRSE ST-FAC
MYP-2468-WAC-03 | MAYPOR-2468 | THRU-WALL A/C UNIT | BARD | W61A1-COZPXX2E | FACILITIES | BOTH | D30 | D3050 | D3050255 | CNRSE | CNRSE ST-FAC
MYP-2470-CDX-01 | MAYPOR-2470 | CONDENSER UNITS | Unknown | Unknown | FACILITIES | BOTH | D30 | D3030 | D3030901 | CNRSE | CNRSE ST-FAC
MYP-2470-SDH-01 | MAYPOR-2470 | SPLIT SYSTEM HEAT PUMP , OUTDOOR UNIT 2 TON | TRANE | 4TWB4024G1000BA | FACILITIES | BOTH | D30 | D3030 | D3030224 | CNRSE | CNRSE ST-FAC
MYP-2470-SDH-02 | MAYPOR-2470 | SPLIT SYSTEM HEAT PUMP , OUTDOOR UNIT 2 TON | TRANE | 4TWB4024G1000BA | FACILITIES | BOTH | D30 | D3030 | D3030224 | CNRSE | CNRSE ST-FAC
MYP-2470-SSP-01 | MAYPOR-2470 | SPLIT SYSTEM HEAT PUMP, INDOOR UNIT (2 TON) | TRANE | Unknown | FACILITIES | BOTH | D30 | D3040 | D3040905 | CNRSE | CNRSE ST-FAC
MYP-2470-SSP-02 | MAYPOR-2470 | SPLIT SYSTEM HEAT PUMP, INDOOR UNIT (2 TON) | TRANE | Unknown | FACILITIES | BOTH | D30 | D3040 | D3040905 | CNRSE | CNRSE ST-FAC
MYP-2480-CDX-01 | MAYPOR-2480 | DX CONDENSER, AIR COOLED, 9A | MITSUBISHI | PURY-P72YKMU-A-BS | FACILITIES | BOTH | D30 | D3030 | D3030901 | CNRSE | CNRSE ST-FAC
MYP-2480-CDX-02 | MAYPOR-2480 | DX CONDENSER, AIR COOLED, 9B | MITSUBISHI | PURY-P72YKMU-A-BS | FACILITIES | BOTH | D30 | D3030 | D3030901 | CNRSE | CNRSE ST-FAC
MYP-2480-CDX-03 | MAYPOR-2480 | DX CONDENSER, AIR COOLED, 3B | MITSUBISHI | PURY-P120YKMU-A-BS | FACILITIES | BOTH | D30 | D3030 | D3030901 | CNRSE | CNRSE ST-FAC
MYP-2480-CDX-04 | MAYPOR-2480 | DX CONDENSER, AIR COOLED, 3A1 | MITSUBISHI | PURY-P72YKMU-A-BS | FACILITIES | BOTH | D30 | D3030 | D3030901 | CNRSE | CNRSE ST-FAC
MYP-2480-CDX-05 | MAYPOR-2480 | DX CONDENSER, AIR COOLED, 3A | MITSUBISHI | PURY-P96YKMU-A-BS | FACILITIES | BOTH | D30 | D3030 | D3030901 | CNRSE | CNRSE ST-FAC
MYP-2480-CDX-06 | MAYPOR-2480 | DX CONDENSER, AIR COOLED, 2B | MITSUBISHI | PURY-P96YKMU-A-BS | FACILITIES | BOTH | D30 | D3030 | D3030901 | CNRSE | CNRSE ST-FAC
MYP-2480-CDX-07 | MAYPOR-2480 | DX CONDENSER, AIR COOLED, 2A | MITSUBISHI | PURY-P96YKMU-A-BS | FACILITIES | BOTH | D30 | D3030 | D3030901 | CNRSE | CNRSE ST-FAC
MYP-2480-CDX-08 | MAYPOR-2480 | DX CONDENSER, AIR COOLED, 1B | MITSUBISHI | PURY-P96YKMU-A-BS | FACILITIES | BOTH | D30 | D3030 | D3030901 | CNRSE | CNRSE ST-FAC
MYP-2480-CDX-09 | MAYPOR-2480 | DX CONDENSER, AIR COOLED, 1A | MITSUBISHI | PURY-P96YKMU-A-BS | FACILITIES | BOTH | D30 | D3030 | D3030901 | CNRSE | CNRSE ST-FAC
MYP-2480-CDX-10 | MAYPOR-2480 | DX CONDENSER, AIR COOLED, 4 | MITSUBISHI | PURY-P96YKMU-A-BS | FACILITIES | BOTH | D30 | D3030 | D3030901 | CNRSE | CNRSE ST-FAC
MYP-2480-CDX-11 | MAYPOR-2480 | DX CONDENSER, AIR COOLED, 6B | MITSUBISHI | PURY-P72YKMU-A-BS | FACILITIES | BOTH | D30 | D3030 | D3030901 | CNRSE | CNRSE ST-FAC
MYP-2480-CDX-12 | MAYPOR-2480 | DX CONDENSER, AIR COOLED, 6A | MITSUBISHI | PURY-P96YKMU-A-BS | FACILITIES | BOTH | D30 | D3030 | D3030901 | CNRSE | CNRSE ST-FAC
MYP-2480-CDX-13 | MAYPOR-2480 | DX CONDENSER, AIR COOLED, 5B | MITSUBISHI | PURY-P72YKMU-A-BS | FACILITIES | BOTH | D30 | D3030 | D3030901 | CNRSE | CNRSE ST-FAC
MYP-2480-CDX-14 | MAYPOR-2480 | DX CONDENSER, AIR COOLED, 5A | MITSUBISHI | PURY-P96YKMU-A-BS | FACILITIES | BOTH | D30 | D3030 | D3030901 | CNRSE | CNRSE ST-FAC
MYP-2480-CDX-15 | MAYPOR-2480 | DX CONDENSER, AIR COOLED, 7B | MITSUBISHI | PURY-P144YKMU-A-BS | FACILITIES | BOTH | D30 | D3030 | D3030901 | CNRSE | CNRSE ST-FAC
MYP-2480-CDX-16 | MAYPOR-2480 | DX CONDENSER, AIR COOLED, 7A | MITSUBISHI | PURY-P144YKMU-A-BS | FACILITIES | BOTH | D30 | D3030 | D3030901 | CNRSE | CNRSE ST-FAC
MYP-2480-CDX-17 | MAYPOR-2480 | DX CONDENSER, AIR COOLED, 8 | MITSUBISHI | PURY-P144YKMU-A-BS | FACILITIES | BOTH | D30 | D3030 | D3030901 | CNRSE | CNRSE ST-FAC
MYP-2480-CDX-18 | MAYPOR-2480 | DX CONDENSER, AIR COOLED, CU-1 | AAON | CC-C-030-3-D-2 | FACILITIES | BOTH | D30 | D3030 | D3030901 | CNRSE | CNRSE ST-FAC
MYP-2480-CDX-19 | MAYPOR-2480 | DX CONDENSER, AIR COOLED, CU-2 | AAON | CC-C-022-3-D-2 | FACILITIES | BOTH | D30 | D3030 | D3030901 | CNRSE | CNRSE ST-FAC
MYP-2480-FCD-01 | MAYPOR-2480 | DX FAN COIL UNIT, DUCT MNT, VRF-6.3 | MITSUBISHI | PEFY-P96NMHSU-E | FACILITIES | BOTH | D30 | D3040 | D3040124 | CNRSE | CNRSE ST-FAC
MYP-2480-FCD-02 | MAYPOR-2480 | DX FAN COIL UNIT, DUCT MNT, VRF-5.3 | MITSUBISHI | PEFY-P96NMHSU-E | FACILITIES | BOTH | D30 | D3040 | D3040124 | CNRSE | CNRSE ST-FAC
MYP-2480-FCD-03 | MAYPOR-2480 | DX FAN COIL UNIT, DUCT MNT, VRF-5.2 | MITSUBISHI | PEFY-P15NMAU-E3 | FACILITIES | BOTH | D30 | D3040 | D3040124 | CNRSE | CNRSE ST-FAC
MYP-2480-FCD-04 | MAYPOR-2480 | DX FAN COIL UNIT, DUCT MNT, VRF-6.2 | MITSUBISHI | PEFY-P18NMAU-E3 | FACILITIES | BOTH | D30 | D3040 | D3040124 | CNRSE | CNRSE ST-FAC
MYP-2480-FCD-05 | MAYPOR-2480 | DX FAN COIL UNIT, DUCT MNT, VRF-6.1 | MITSUBISHI | PEFY-P54NMAU-E3 | FACILITIES | BOTH | D30 | D3040 | D3040124 | CNRSE | CNRSE ST-FAC
MYP-2480-FCD-06 | MAYPOR-2480 | DX FAN COIL UNIT, DUCT MNT, VRF-5.1 | MITSUBISHI | PEFY-P54NMAU-E3 | FACILITIES | BOTH | D30 | D3040 | D3040124 | CNRSE | CNRSE ST-FAC
MYP-2480-FCD-07 | MAYPOR-2480 | DX FAN COIL UNIT, DUCT MNT, VRF-7.5 | MITSUBISHI | PEFY-P96NMHSU-E | FACILITIES | BOTH | D30 | D3040 | D3040124 | CNRSE | CNRSE ST-FAC
MYP-2480-FCD-08 | MAYPOR-2480 | DX FAN COIL UNIT, DUCT MNT, VRF-7.7 | MITSUBISHI | PEFY-P54NMAU-E3 | FACILITIES | BOTH | D30 | D3040 | D3040124 | CNRSE | CNRSE ST-FAC
MYP-2480-FCD-09 | MAYPOR-2480 | DX FAN COIL UNIT, DUCT MNT, VRF-7.4 | MITSUBISHI | PEFY-P48NMAU-E3 | FACILITIES | BOTH | D30 | D3040 | D3040124 | CNRSE | CNRSE ST-FAC
MYP-2480-FCD-10 | MAYPOR-2480 | DX FAN COIL UNIT, DUCT MNT, VRF-7.3 | MITSUBISHI | PEFY-P15NMAU-E3 | FACILITIES | BOTH | D30 | D3040 | D3040124 | CNRSE | CNRSE ST-FAC
MYP-2480-FCD-11 | MAYPOR-2480 | DX FAN COIL UNIT, DUCT MNT, VRF-7.2 | MITSUBISHI | PEFY-P08NMAU-E3 | FACILITIES | BOTH | D30 | D3040 | D3040124 | CNRSE | CNRSE ST-FAC
MYP-2480-FCD-12 | MAYPOR-2480 | DX FAN COIL UNIT, DUCT MNT, VRF-8.7 | MITSUBISHI | PEFY-P18NMAU-E3 | FACILITIES | BOTH | D30 | D3040 | D3040124 | CNRSE | CNRSE ST-FAC
MYP-2480-FCD-13 | MAYPOR-2480 | DX FAN COIL UNIT, DUCT MNT, VRF-8.5 | MITSUBISHI | PEFY-P15NMAU-E3 | FACILITIES | BOTH | D30 | D3040 | D3040124 | CNRSE | CNRSE ST-FAC
MYP-2480-FCD-14 | MAYPOR-2480 | DX FAN COIL UNIT, DUCT MNT, VRF-8.3 | MITSUBISHI | PEFY-P48NMAU-E3 | FACILITIES | BOTH | D30 | D3040 | D3040124 | CNRSE | CNRSE ST-FAC
MYP-2480-FCD-15 | MAYPOR-2480 | DX FAN COIL UNIT, DUCT MNT, VRF-8.2 | MITSUBISHI | PEFY-P36NMAU-E3 | FACILITIES | BOTH | D30 | D3040 | D3040124 | CNRSE | CNRSE ST-FAC
MYP-2480-FCD-16 | MAYPOR-2480 | DX FAN COIL UNIT, DUCT MNT, VRF-8.1 | MITSUBISHI | PEFY-P15NMHU-E2 | FACILITIES | BOTH | D30 | D3040 | D3040124 | CNRSE | CNRSE ST-FAC
MYP-2480-FCD-17 | MAYPOR-2480 | DX FAN COIL UNIT, DUCT MNT, VRF-7.10 | MITSUBISHI | PEFY-P24NMAU-E3 | FACILITIES | BOTH | D30 | D3040 | D3040124 | CNRSE | CNRSE ST-FAC
MYP-2480-FCD-18 | MAYPOR-2480 | DX FAN COIL UNIT, DUCT MNT, VRF-7.9 | MITSUBISHI | PEFY-P24NMAU-E3 | FACILITIES | BOTH | D30 | D3040 | D3040124 | CNRSE | CNRSE ST-FAC
MYP-2480-FCD-19 | MAYPOR-2480 | DX FAN COIL UNIT, DUCT MNT, VRF-7.8 | MITSUBISHI | PEFY-P24NMHU-E3 | FACILITIES | BOTH | D30 | D3040 | D3040124 | CNRSE | CNRSE ST-FAC
MYP-2480-FCD-20 | MAYPOR-2480 | DX FAN COIL UNIT, DUCT MNT, VRF-4.5 | MITSUBISHI | PEFY-P36NMAU-E3 | FACILITIES | BOTH | D30 | D3040 | D3040124 | CNRSE | CNRSE ST-FAC
MYP-2480-FCD-21 | MAYPOR-2480 | DX FAN COIL UNIT, DUCT MNT, VRF-4.3 | MITSUBISHI | Unknown | FACILITIES | BOTH | D30 | D3040 | D3040124 | CNRSE | CNRSE ST-FAC
MYP-2480-FCD-22 | MAYPOR-2480 | DX FAN COIL UNIT, DUCT MNT, VRF-4.4 | MITSUBISHI | Unknown | FACILITIES | BOTH | D30 | D3040 | D3040124 | CNRSE | CNRSE ST-FAC
MYP-2480-FCD-23 | MAYPOR-2480 | DX FAN COIL UNIT, DUCT MNT, VRF-3.11 | MITSUBISHI | PEFY-P08NMAU-E3 | FACILITIES | BOTH | D30 | D3040 | D3040124 | CNRSE | CNRSE ST-FAC
MYP-2480-FCD-24 | MAYPOR-2480 | DX FAN COIL UNIT, DUCT MNT, VRF-3.12 | MITSUBISHI | PEFY-P24NMAU-E3 | FACILITIES | BOTH | D30 | D3040 | D3040124 | CNRSE | CNRSE ST-FAC
MYP-2480-FCD-25 | MAYPOR-2480 | DX FAN COIL UNIT, DUCT MNT, VRF-3.15 | MITSUBISHI | PEFY-P24NMAU-E3 | FACILITIES | BOTH | D30 | D3040 | D3040124 | CNRSE | CNRSE ST-FAC
MYP-2480-FCD-26 | MAYPOR-2480 | DX FAN COIL UNIT, DUCT MNT, VRF-3.14 | MITSUBISHI | PEFY-P15NMAU-E3 | FACILITIES | BOTH | D30 | D3040 | D3040124 | CNRSE | CNRSE ST-FAC
MYP-2480-FCD-27 | MAYPOR-2480 | DX FAN COIL UNIT, DUCT MNT, VRF-3.13 | MITSUBISHI | PEFY-P24NMAU-E2 | FACILITIES | BOTH | D30 | D3040 | D3040124 | CNRSE | CNRSE ST-FAC
MYP-2480-FCD-28 | MAYPOR-2480 | DX FAN COIL UNIT, DUCT MNT, VRF-3.6 | MITSUBISHI | PEFY-P24NMAU-E3 | FACILITIES | BOTH | D30 | D3040 | D3040124 | CNRSE | CNRSE ST-FAC
MYP-2480-FCD-29 | MAYPOR-2480 | DX FAN COIL UNIT, DUCT MNT, VRF-3.5 | MITSUBISHI | PEFY-P24NMAU-E2 | FACILITIES | BOTH | D30 | D3040 | D3040124 | CNRSE | CNRSE ST-FAC
MYP-2480-FCD-30 | MAYPOR-2480 | DX FAN COIL UNIT, DUCT MNT, VRF-3.3 | MITSUBISHI | PEFY-P24NMAU-E3 | FACILITIES | BOTH | D30 | D3040 | D3040124 | CNRSE | CNRSE ST-FAC
MYP-2480-FCD-31 | MAYPOR-2480 | DX FAN COIL UNIT, DUCT MNT, VRF-3.4 | MITSUBISHI | PEFY-P24NMAU-E3 | FACILITIES | BOTH | D30 | D3040 | D3040124 | CNRSE | CNRSE ST-FAC
MYP-2480-FCD-32 | MAYPOR-2480 | DX FAN COIL UNIT, DUCT MNT, VRF-1.7 | MITSUBISHI | PEFY-P48NMAU-E3 | FACILITIES | BOTH | D30 | D3040 | D3040124 | CNRSE | CNRSE ST-FAC
MYP-2480-FCD-33 | MAYPOR-2480 | DX FAN COIL UNIT, DUCT MNT, VRF-1.6 | MITSUBISHI | PEFY-P48NMAU-E3 | FACILITIES | BOTH | D30 | D3040 | D3040124 | CNRSE | CNRSE ST-FAC
MYP-2480-FCD-34 | MAYPOR-2480 | DX FAN COIL UNIT, DUCT MNT, VRF-1.3 | MITSUBISHI | PEFY-P15NMAU-E3 | FACILITIES | BOTH | D30 | D3040 | D3040124 | CNRSE | CNRSE ST-FAC
MYP-2480-FCD-35 | MAYPOR-2480 | DX FAN COIL UNIT, DUCT MNT, VRF-1.2 | MITSUBISHI | PEFY-P48NMAU-E3 | FACILITIES | BOTH | D30 | D3040 | D3040124 | CNRSE | CNRSE ST-FAC
MYP-2480-FCD-36 | MAYPOR-2480 | DX FAN COIL UNIT, DUCT MNT, VRF-1.1 | MITSUBISHI | PEFY-P30NMAU-E3 | FACILITIES | BOTH | D30 | D3040 | D3040124 | CNRSE | CNRSE ST-FAC
MYP-2480-FCD-37 | MAYPOR-2480 | DX FAN COIL UNIT, DUCT MNT, VRF-2.2 | MITSUBISHI | PEFY-P48NMAU-E3 | FACILITIES | BOTH | D30 | D3040 | D3040124 | CNRSE | CNRSE ST-FAC
MYP-2480-FCD-38 | MAYPOR-2480 | DX FAN COIL UNIT, DUCT MNT, VRF-2.1 | MITSUBISHI | PEFY-P30NMAU-E3 | FACILITIES | BOTH | D30 | D3040 | D3040124 | CNRSE | CNRSE ST-FAC
MYP-2480-FCD-39 | MAYPOR-2480 | DX FAN COIL UNIT, DUCT MNT, VRF-2.3 | MITSUBISHI | PEFY-P15NMAU-E2 | FACILITIES | BOTH | D30 | D3040 | D3040124 | CNRSE | CNRSE ST-FAC
MYP-2480-FCD-40 | MAYPOR-2480 | DX FAN COIL UNIT, DUCT MNT, VRF-2.7 | MITSUBISHI | PEFY-P48NMAU-E3 | FACILITIES | BOTH | D30 | D3040 | D3040124 | CNRSE | CNRSE ST-FAC
MYP-2480-FCD-41 | MAYPOR-2480 | DX FAN COIL UNIT, DUCT MNT, VRF-2.6 | MITSUBISHI | PEFY-P48NMAU-E3 | FACILITIES | BOTH | D30 | D3040 | D3040124 | CNRSE | CNRSE ST-FAC
MYP-2480-FCD-42 | MAYPOR-2480 | DX FAN COIL UNIT, DUCT MNT, VRF-2.5 | MITSUBISHI | PEFY-P18NMAU-E2 | FACILITIES | BOTH | D30 | D3040 | D3040124 | CNRSE | CNRSE ST-FAC
MYP-2480-FCD-43 | MAYPOR-2480 | DX FAN COIL UNIT, DUCT MNT, VRF-1.5 | MITSUBISHI | PEFY-P18NMAU-E3 | FACILITIES | BOTH | D30 | D3040 | D3040124 | CNRSE | CNRSE ST-FAC
MYP-2480-FCD-44 | MAYPOR-2480 | DX FAN COIL UNIT, DUCT MNT, VRF-1.4 | MITSUBISHI | PEFY-P15NMAU-E3 | FACILITIES | BOTH | D30 | D3040 | D3040124 | CNRSE | CNRSE ST-FAC
MYP-2480-FCD-45 | MAYPOR-2480 | DX FAN COIL UNIT, DUCT MNT, VRF-2.4 | MITSUBISHI | PEFY-P15NMAU-E3 | FACILITIES | BOTH | D30 | D3040 | D3040124 | CNRSE | CNRSE ST-FAC
MYP-2480-HVO-01 | MAYPOR-2480 | DX BRANCH CIRCUIT CONTROLLER, BC-7 | MITSUBISHI | CMB-P1016NU-HA | FACILITIES | BOTH | D30 | D3040 | D3040999 | CNRSE | CNRSE ST-FAC
MYP-2480-HVO-02 | MAYPOR-2480 | DX BRANCH CIRCUIT CONTROLLER, BC-8B | MITSUBISHI | CMB-P104NU-GB | FACILITIES | BOTH | D30 | D3040 | D3040999 | CNRSE | CNRSE ST-FAC
MYP-2480-HVO-03 | MAYPOR-2480 | DX BRANCH CIRCUIT CONTROLLER, BC-8A | MITSUBISHI | CMB-P108NU-GA | FACILITIES | BOTH | D30 | D3040 | D3040999 | CNRSE | CNRSE ST-FAC
MYP-2480-HVO-04 | MAYPOR-2480 | DX BRANCH CIRCUIT CONTROLLER, BC-4 | MITSUBISHI | CMB-P106NU-G | FACILITIES | BOTH | D30 | D3040 | D3040999 | CNRSE | CNRSE ST-FAC
MYP-2480-HVO-05 | MAYPOR-2480 | DX BRANCH CIRCUIT CONTROLLER, BC-3A | MITSUBISHI | CMB-P1010NU-GA | FACILITIES | BOTH | D30 | D3040 | D3040999 | CNRSE | CNRSE ST-FAC
MYP-2480-HVO-06 | MAYPOR-2480 | DX BRANCH CIRCUIT CONTROLLER, BC-2 | MITSUBISHI | CMB-P108NU-GA | FACILITIES | BOTH | D30 | D3040 | D3040999 | CNRSE | CNRSE ST-FAC
MYP-2480-SDI-01 | MAYPOR-2480 | SPLIT DUCTLESS SYSTEM, INDOOR UNIT, VRF-9.1 | MITSUBISHI | PKFY-P18NHMU-E2 | FACILITIES | BOTH | D30 | D3040 | D3040904 | CNRSE | CNRSE ST-FAC
MYP-2480-SDI-02 | MAYPOR-2480 | SPLIT DUCTLESS SYSTEM, INDOOR UNIT, VRF-9.6 | MITSUBISHI | PKFY-P08NHMU-E2 | FACILITIES | BOTH | D30 | D3040 | D3040904 | CNRSE | CNRSE ST-FAC
MYP-2480-SDI-03 | MAYPOR-2480 | SPLIT DUCTLESS SYSTEM, INDOOR UNIT, VRF-9.4 | MITSUBISHI | PKFY-P08NHMU-E2 | FACILITIES | BOTH | D30 | D3040 | D3040904 | CNRSE | CNRSE ST-FAC
MYP-2480-SDI-04 | MAYPOR-2480 | SPLIT DUCTLESS SYSTEM, INDOOR UNIT, VRF-9.9 | MITSUBISHI | PLFY-P18NBMU-E | FACILITIES | BOTH | D30 | D3040 | D3040904 | CNRSE | CNRSE ST-FAC
MYP-2480-SDI-05 | MAYPOR-2480 | SPLIT DUCTLESS SYSTEM, INDOOR UNIT, VRF-9.8 | MITSUBISHI | PLFY-P18NBMU-E | FACILITIES | BOTH | D30 | D3040 | D3040904 | CNRSE | CNRSE ST-FAC
MYP-2480-SDI-06 | MAYPOR-2480 | SPLIT DUCTLESS SYSTEM, INDOOR UNIT, VRF-7.6 | MITSUBISHI | PLFY-P36NBMU-E | FACILITIES | BOTH | D30 | D3040 | D3040904 | CNRSE | CNRSE ST-FAC
MYP-2480-SDI-07 | MAYPOR-2480 | SPLIT DUCTLESS SYSTEM, INDOOR UNIT, VRF-7.1 | MITSUBISHI | PLFY-P08NCMU-E | FACILITIES | BOTH | D30 | D3040 | D3040904 | CNRSE | CNRSE ST-FAC
MYP-2480-SDI-08 | MAYPOR-2480 | SPLIT DUCTLESS SYSTEM, INDOOR UNIT, VRF-8.8 | MITSUBISHI | PLFY-P12NCMU-E | FACILITIES | BOTH | D30 | D3040 | D3040904 | CNRSE | CNRSE ST-FAC
MYP-2480-SDI-09 | MAYPOR-2480 | SPLIT DUCTLESS SYSTEM, INDOOR UNIT, VRF-8.6 | MITSUBISHI | PLFY-P08NCMU-E | FACILITIES | BOTH | D30 | D3040 | D3040904 | CNRSE | CNRSE ST-FAC
MYP-2480-SDI-10 | MAYPOR-2480 | SPLIT DUCTLESS SYSTEM, INDOOR UNIT, VRF-8.4 | MITSUBISHI | PLFY-P15NBMU-E | FACILITIES | BOTH | D30 | D3040 | D3040904 | CNRSE | CNRSE ST-FAC
MYP-2480-SDI-11 | MAYPOR-2480 | SPLIT DUCTLESS SYSTEM, INDOOR UNIT, VRF-9.7 | MITSUBISHI | PLFY-P15NCMU-E | FACILITIES | BOTH | D30 | D3040 | D3040904 | CNRSE | CNRSE ST-FAC
MYP-2480-SDI-12 | MAYPOR-2480 | SPLIT DUCTLESS SYSTEM, INDOOR UNIT, VRF-4.1 | MITSUBISHI | PLFY-P08NCMU-E | FACILITIES | BOTH | D30 | D3040 | D3040904 | CNRSE | CNRSE ST-FAC
MYP-2480-SDI-13 | MAYPOR-2480 | SPLIT DUCTLESS SYSTEM, INDOOR UNIT, VRF-3.2 | MITSUBISHI | PLFY-P18NBMU-E | FACILITIES | BOTH | D30 | D3040 | D3040904 | CNRSE | CNRSE ST-FAC
MYP-2480-SDI-14 | MAYPOR-2480 | SPLIT DUCTLESS SYSTEM, INDOOR UNIT, VRF-9.3A | MITSUBISHI | PLFY-P18NBMU-E | FACILITIES | BOTH | D30 | D3040 | D3040904 | CNRSE | CNRSE ST-FAC
MYP-2480-SDI-15 | MAYPOR-2480 | SPLIT DUCTLESS SYSTEM, INDOOR UNIT, VRF-9.3B | MITSUBISHI | PLFY-P18NBMU-E | FACILITIES | BOTH | D30 | D3040 | D3040904 | CNRSE | CNRSE ST-FAC
MYP-2480-SDI-16 | MAYPOR-2480 | SPLIT DUCTLESS SYSTEM, INDOOR UNIT, VRF-3.1 | MITSUBISHI | PLFY-P08NCMU-E | FACILITIES | BOTH | D30 | D3040 | D3040904 | CNRSE | CNRSE ST-FAC
MYP-2480-SDI-17 | MAYPOR-2480 | SPLIT DUCTLESS SYSTEM, INDOOR UNIT, VRF-3.10 | MITSUBISHI | PLFY-P15NCMU-E | FACILITIES | BOTH | D30 | D3040 | D3040904 | CNRSE | CNRSE ST-FAC
MYP-2480-SDI-18 | MAYPOR-2480 | SPLIT DUCTLESS SYSTEM, INDOOR UNIT, VRF-3.9A | MITSUBISHI | PLFY-P18NBMU-E | FACILITIES | BOTH | D30 | D3040 | D3040904 | CNRSE | CNRSE ST-FAC
MYP-2480-SDI-19 | MAYPOR-2480 | SPLIT DUCTLESS SYSTEM, INDOOR UNIT, VRF-3.7A | MITSUBISHI | PLFY-P18NBMU-E | FACILITIES | BOTH | D30 | D3040 | D3040904 | CNRSE | CNRSE ST-FAC
MYP-2480-SDI-20 | MAYPOR-2480 | SPLIT DUCTLESS SYSTEM, INDOOR UNIT, VRF-3.8A | MITSUBISHI | PLFY-P36NBMU-E | FACILITIES | BOTH | D30 | D3040 | D3040904 | CNRSE | CNRSE ST-FAC
MYP-2480-SDI-21 | MAYPOR-2480 | SPLIT DUCTLESS SYSTEM, INDOOR UNIT, VRF-9.2 | MITSUBISHI | PKFY-P08NHMU-E2 | FACILITIES | BOTH | D30 | D3040 | D3040904 | CNRSE | CNRSE ST-FAC
MYP-2480-SDI-22 | MAYPOR-2480 | SPLIT DUCTLESS SYSTEM, INDOOR UNIT, VRF-9.5 | MITSUBISHI | PKFY-P08NHMU-E2 | FACILITIES | BOTH | D30 | D3040 | D3040904 | CNRSE | CNRSE ST-FAC
MYP-2480-SDI-23 | MAYPOR-2480 | SPLIT DUCTLESS SYSTEM, INDOOR UNIT, VRF-4.2 | MITSUBISHI | PLFY-P15NBMU-ER2 | FACILITIES | BOTH | D30 | D3040 | D3040904 | CNRSE | CNRSE ST-FAC
MYP-2480-SSP-01 | MAYPOR-2480 | DX AIR HANDLING UNIT, AHU-1 | AAON | M2H014R3BA0CX | FACILITIES | BOTH | D30 | D3040 | D3040905 | CNRSE | CNRSE ST-FAC
MYP-2480-SSP-02 | MAYPOR-2480 | DX AIR HANDLING UNIT, AHU-2 | AAON | M2H014R3BA0CX | FACILITIES | BOTH | D30 | D3040 | D3040905 | CNRSE | CNRSE ST-FAC
MYP-2481-ACE-01 | MAYPOR-2481 | PKG A/C, AIR COOLED, ELEC HEAT (5-TON) | BARD | W60L1-C09EPSX3V | FACILITIES | BOTH | D30 | D3050 | D3050201 | CNRSE | CNRSE ST-FAC
MYP-2481-ACE-02 | MAYPOR-2481 | PKG A/C, AIR COOLED, ELEC HEAT (5-TON) | BARD | W60A1-C09EP5X3V | FACILITIES | BOTH | D30 | D3050 | D3050201 | CNRSE | CNRSE ST-FAC
MYP-2481-ACE-03 | MAYPOR-2481 | PKG A/C, AIR COOLED, ELEC HEAT (5-TON) | BARD | W60L1-C09EPSX3V | FACILITIES | BOTH | D30 | D3050 | D3050201 | CNRSE | CNRSE ST-FAC
MYP-2481-ACE-04 | MAYPOR-2481 | PKG A/C, AIR COOLED, ELEC HEAT (5-TON) | BARD | W60L1-C09EPSX3V | FACILITIES | BOTH | D30 | D3050 | D3050201 | CNRSE | CNRSE ST-FAC
MYP-2482-UHE-01 | MAYPOR-2482 | UNIT HEATER, ELECTRIC | DAYTON | 2YU65 | FACILITIES | BOTH | D30 | D3050 | D3050901 | CNRSE | CNRSE ST-FAC
MYP-2517-AHU-01 | MAYPOR-2517 | AIR HANDLING UNIT | Unknown | Unknown | FACILITIES | BOTH | D30 | D3030 | D3030224 | CNRSE | CNRSE ST-FAC
MYP-2517-ELA-00 | MAYPOR-2517 | LOUVER | Unknown | Unknown | FACILITIES | BOTH | B20 | B2010 | B2010410 | CNRSE | CNRSE ST-FAC
MYP-2517-ELA-01 | MAYPOR-2517 | LOUVER | Unknown | Unknown | FACILITIES | BOTH | B20 | B2010 | B2010410 | CNRSE | CNRSE ST-FAC
MYP-2517-ELA-02 | MAYPOR-2517 | LOUVER | Unknown | Unknown | FACILITIES | BOTH | B20 | B2010 | B2010410 | CNRSE | CNRSE ST-FAC
MYP-2517-ERW-00 | MAYPOR-2517 | ENERGY RECOVERY UNIT | Unknown | Unknown | FACILITIES | BOTH | D30 | D3090 | D3090220 | CNRSE | CNRSE ST-FAC
MYP-2517-ERW-01 | MAYPOR-2517 | ENERGY RECOVERY UNIT | Unknown | Unknown | FACILITIES | BOTH | D30 | D3090 | D3090220 | CNRSE | CNRSE ST-FAC
MYP-2517-ERW-02 | MAYPOR-2517 | ENERGY RECOVERY UNIT | Unknown | Unknown | FACILITIES | BOTH | D30 | D3090 | D3090220 | CNRSE | CNRSE ST-FAC
MYP-2517-ERW-03 | MAYPOR-2517 | ENERGY RECOVERY UNIT | Unknown | Unknown | FACILITIES | BOTH | D30 | D3090 | D3090220 | CNRSE | CNRSE ST-FAC
MYP-2517-ERW-04 | MAYPOR-2517 | ENERGY RECOVERY UNIT | Unknown | Unknown | FACILITIES | BOTH | D30 | D3090 | D3090220 | CNRSE | CNRSE ST-FAC
MYP-2517-SDH-01 | MAYPOR-2517 | SPLIT SYSTEM OUTDOOR UNIT HEAT PUMP, | Unknown | Unknown | FACILITIES | BOTH | D30 | D3030 | D3030224 | CNRSE | CNRSE ST-FAC
MYP-2517-SDI-01 | MAYPOR-2517 | MINI SPLIT INDOOR UNIT | DAIKIN | Unknown | FACILITIES | BOTH | D30 | D3050 | D3050201 | CNRSE | CNRSE ST-FAC
MYP-2517-SDI-02 | MAYPOR-2517 | MINI SPLIT INDOOR UNIT | DAIKIN | Unknown | FACILITIES | BOTH | D30 | D3050 | D3050201 | CNRSE | CNRSE ST-FAC
MYP-2517-SDI-03 | MAYPOR-2517 | MINI SPLIT INDOOR UNIT | DAIKIN | Unknown | FACILITIES | BOTH | D30 | D3050 | D3050201 | CNRSE | CNRSE ST-FAC
MYP-2517-SDI-04 | MAYPOR-2517 | MINI SPLIT INDOOR UNIT | DAIKIN | Unknown | FACILITIES | BOTH | D30 | D3050 | D3050201 | CNRSE | CNRSE ST-FAC
MYP-2517-SDI-05 | MAYPOR-2517 | MINI SPLIT INDOOR UNIT | DAIKIN | Unknown | FACILITIES | BOTH | D30 | D3050 | D3050201 | CNRSE | CNRSE ST-FAC
MYP-2517-SDI-06 | MAYPOR-2517 | MINI SPLIT INDOOR UNIT | DAIKIN | B54Q54TVJ | FACILITIES | BOTH | D30 | D3050 | D3050201 | CNRSE | CNRSE ST-FAC
MYP-2517-SDI-07 | MAYPOR-2517 | MINI SPLIT INDOOR UNIT | DAIKIN | Unknown | FACILITIES | BOTH | D30 | D3050 | D3050201 | CNRSE | CNRSE ST-FAC
MYP-2517-SDI-08 | MAYPOR-2517 | MINI SPLIT INDOOR UNIT | DAIKIN | Unknown | FACILITIES | BOTH | D30 | D3050 | D3050201 | CNRSE | CNRSE ST-FAC
MYP-2517-SDI-09 | MAYPOR-2517 | MINI SPLIT INDOOR UNIT | DAIKIN | Unknown | FACILITIES | BOTH | D30 | D3050 | D3050201 | CNRSE | CNRSE ST-FAC
MYP-2517-SDI-10 | MAYPOR-2517 | MINI SPLIT INDOOR UNIT | DAIKIN | Unknown | FACILITIES | BOTH | D30 | D3050 | D3050201 | CNRSE | CNRSE ST-FAC
MYP-2517-SDI-11 | MAYPOR-2517 | MINI SPLIT INDOOR UNIT | DAIKIN | Unknown | FACILITIES | BOTH | D30 | D3050 | D3050201 | CNRSE | CNRSE ST-FAC
MYP-2517-SDI-12 | MAYPOR-2517 | MINI SPLIT INDOOR UNIT | DAIKIN | Unknown | FACILITIES | BOTH | D30 | D3050 | D3050201 | CNRSE | CNRSE ST-FAC
MYP-2517-SDI-13 | MAYPOR-2517 | MINI SPLIT INDOOR UNIT | DAIKIN | Unknown | FACILITIES | BOTH | D30 | D3050 | D3050201 | CNRSE | CNRSE ST-FAC
MYP-2517-SDI-14 | MAYPOR-2517 | MINI SPLIT INDOOR UNIT | DAIKIN | Unknown | FACILITIES | BOTH | D30 | D3050 | D3050201 | CNRSE | CNRSE ST-FAC
MYP-2517-SDO-01 | MAYPOR-2517 | HEAT RECOVERY UNIT 10 TON | DAIKIN | REYQ120TAYDU | FACILITIES | BOTH | D30 | D3030 | D3030223 | CNRSE | CNRSE ST-FAC
MYP-2517-SDO-02 | MAYPOR-2517 | SPLIT DUCTLESS OUTDOOR UNIT, 1.5 TON | Unknown | Unknown | FACILITIES | BOTH | D30 | D3030 | D3030223 | CNRSE | CNRSE ST-FAC
MYP-2527-AHC-01 | MAYPOR-2527 | AIR HANDLER AHU/ERV 1 | DAIKIN | CACO14GVAM | FACILITIES | BOTH | D30 | D3040 | D3040110 | CNRSE | CNRSE ST-FAC
MYP-2527-AHC-02 | MAYPOR-2527 | AIR HANDLER AHU/ERV 2 | DAIKIN | CACO21GVAM | FACILITIES | BOTH | D30 | D3040 | D3040110 | CNRSE | CNRSE ST-FAC
MYP-2527-AHC-03 | MAYPOR-2527 | AIR HANDLER AHU/ERV 3 | DAIKIN | CACO21GVAM | FACILITIES | BOTH | D30 | D3040 | D3040110 | CNRSE | CNRSE ST-FAC
MYP-2527-AHC-04 | MAYPOR-2527 | AIR HANDLING UNIT | DAIKIN | FTX24NMVJU | FACILITIES | BOTH | D30 | D3040 | D3040106 | CNRSE | CNRSE ST-FAC
MYP-2527-CAD-01 | MAYPOR-2527 | AIR DRYER | INGERSOLL RAND | D510INA4OO | FACILITIES | BOTH | E10 | E1090 | E1090999 | CNRSE | CNRSE ST-FAC
MYP-2527-CCU-01 | MAYPOR-2527 | COMPUTER ROOM COOLING UNITS, CRAC-2 | LIEBERT CORP M | CW060DC1A1A246 | FACILITIES | BOTH | D30 | D3050 | D3050185 | CNRSE | CNRSE ST-FAC
MYP-2527-CCU-02 | MAYPOR-2527 | COMPUTER ROOM COOLING UNITS, CRAC-4 | LIEBERT CORP M | CW060DC1A1A246 | FACILITIES | BOTH | D30 | D3050 | D3050185 | CNRSE | CNRSE ST-FAC
MYP-2527-CCU-03 | MAYPOR-2527 | COMPUTER ROOM COOLING UNITS, CRAC-6 | LIEBERT CORP M | CW060DC1A1A246 | FACILITIES | BOTH | D30 | D3050 | D3050185 | CNRSE | CNRSE ST-FAC
MYP-2527-CSA-01 | MAYPOR-2527 | CHILLER #1 | DAIKIN MCQUAY | AWVO14AJFN | FACILITIES | BOTH | D30 | D3030 | D3030120 | CNRSE | CNRSE ST-FAC
MYP-2527-CSA-02 | MAYPOR-2527 | CHILLER #2 | DAIKIN MCQUAY | AWVO14AJFN | FACILITIES | BOTH | D30 | D3030 | D3030120 | CNRSE | CNRSE ST-FAC
MYP-2527-ELA-01 | MAYPOR-2527 | LOUVER | Unknown | Unknown | FACILITIES | CIMU | B20 | B2010 | B2010410 | CNRSE | CNRSE ST-FAC
MYP-2527-ERW-01 | MAYPOR-2527 | ENERGY RECOVERY UNIT #1 | DAIKIN | Unknown | FACILITIES | BOTH | D30 | D3090 | D3090220 | CNRSE | CNRSE ST-FAC
MYP-2527-ERW-02 | MAYPOR-2527 | ENERGY RECOVERY UNIT #2 | DAIKIN | Unknown | FACILITIES | BOTH | D30 | D3090 | D3090220 | CNRSE | CNRSE ST-FAC
MYP-2527-ERW-03 | MAYPOR-2527 | ENERGY RECOVERY UNIT #3 | DAIKIN | Unknown | FACILITIES | BOTH | D30 | D3090 | D3090220 | CNRSE | CNRSE ST-FAC
MYP-2527-PMP-01 | MAYPOR-2527 | HOT WATER PUMP, BOILER | GRUNDFOS | MAGNA 40-80F216 | FACILITIES | BOTH | D20 | D2020 | D2020906 | CNRSE | CNRSE ST-FAC
MYP-2527-PMP-02 | MAYPOR-2527 | HOT WATER PUMP HWSP-1 | TACO | F1507E2CCH1LOBB1968B | FACILITIES | BOTH | D20 | D2020 | D2020906 | CNRSE | CNRSE ST-FAC
MYP-2527-PMP-03 | MAYPOR-2527 | HOT WATER PUMP HWSP-2 | TACO | F1507E2CCH1LOBB1968B | FACILITIES | BOTH | D20 | D2020 | D2020906 | CNRSE | CNRSE ST-FAC
MYP-2527-PMP-04 | MAYPOR-2527 | COLD WATER PUMP CWSP-1 | TACO | F13009E2FCJILOCB1971D | FACILITIES | BOTH | D20 | D2020 | D2020906 | CNRSE | CNRSE ST-FAC
MYP-2527-PMP-05 | MAYPOR-2527 | COLD WATER PUMP CWSP-2 | TACO | F13009E2FCJILOCB1971D | FACILITIES | BOTH | D20 | D2020 | D2020906 | CNRSE | CNRSE ST-FAC
MYP-2527-SSP-00 | MAYPOR-2527 | SPLIT SYS. HEAT PUMP | DAIKIN | RX24NMVJU | FACILITIES | BOTH | D30 | D3050 | D3050175 | CNRSE | CNRSE ST-FAC
MYP-2528-CCU-07 | MAYPOR-2528 | COMPUTER ROOM COOLING UNITS, CRAC-07 | Unknown | Unknown | FACILITIES | BOTH | D30 | D3050 | D3050185 | CNRSE | CNRSE ST-FAC
MYP-2528-CCU-08 | MAYPOR-2528 | COMPUTER ROOM COOLING UNITS, CRAC-08 | Unknown | Unknown | FACILITIES | BOTH | D30 | D3050 | D3050185 | CNRSE | CNRSE ST-FAC
MYP-2528-CCU-09 | MAYPOR-2528 | COMPUTER ROOM COOLING UNITS, CRAC-09 | Unknown | Unknown | FACILITIES | BOTH | D30 | D3050 | D3050185 | CNRSE | CNRSE ST-FAC
MYP-2528-CCU-10 | MAYPOR-2528 | COMPUTER ROOM COOLING UNITS, CRAC-10 | Unknown | Unknown | FACILITIES | BOTH | D30 | D3050 | D3050185 | CNRSE | CNRSE ST-FAC
MYP-2528-CCU-11 | MAYPOR-2528 | COMPUTER ROOM COOLING UNITS, CRAC-11 | Unknown | Unknown | FACILITIES | BOTH | D30 | D3050 | D3050185 | CNRSE | CNRSE ST-FAC
MYP-2528-CCU-12 | MAYPOR-2528 | COMPUTER ROOM COOLING UNITS, CRAC-12 | Unknown | Unknown | FACILITIES | BOTH | D30 | D3050 | D3050185 | CNRSE | CNRSE ST-FAC
MYP-2528-CPI-01 | MAYPOR-2528 | CIRCULATING PUMP, INLINE CENTRIFUGAL, HW 2HP | TACO | Unknown | FACILITIES | BOTH | D30 | D3040 | D3040350 | CNRSE | CNRSE ST-FAC
MYP-2528-CPS-01 | MAYPOR-2528 | CIRCULATING PUMP, END SUCTION, 5HP | TACO | Unknown | FACILITIES | BOTH | D30 | D3040 | D3040330 | CNRSE | CNRSE ST-FAC
MYP-2528-CPS-02 | MAYPOR-2528 | CIRCULATING PUMP, END SUCTION, 5HP | TACO | Unknown | FACILITIES | BOTH | D30 | D3040 | D3040330 | CNRSE | CNRSE ST-FAC
MYP-2528-CSA-01 | MAYPOR-2528 | CHILLER, SCROLL, AIR COOLED, 190 TON #3 | Unknown | Unknown | FACILITIES | BOTH | D30 | D3030 | D3030120 | CNRSE | CNRSE ST-FAC
MYP-2528-ERW-01 | MAYPOR-2528 | ENERGY RECOVERY WHEEL, 4,500 CFM ERU-1 | DAIKIN | OAH014GVQM | FACILITIES | BOTH | D30 | D3090 | D3090220 | CNRSE | CNRSE ST-FAC
MYP-2528-ERW-02 | MAYPOR-2528 | ENERGY RECOVERY WHEEL, 6,500 CFM ERU-2 | DAIKIN | OAH014GVQM | FACILITIES | BOTH | D30 | D3090 | D3090220 | CNRSE | CNRSE ST-FAC
MYP-2528-SDI-01 | MAYPOR-2528 | SPLIT DUCTLESS SYSTEM, INDOOR UNIT 2.5 TON 1 OF 2 | Unknown | Unknown | FACILITIES | BOTH | D30 | D3040 | D3040904 | CNRSE | CNRSE ST-FAC
MYP-2528-SDI-02 | MAYPOR-2528 | SPLIT DUCTLESS SYSTEM, INDOOR UNIT 2.5 TON 2 OF 2 | Unknown | Unknown | FACILITIES | BOTH | D30 | D3040 | D3040904 | CNRSE | CNRSE ST-FAC
MYP-2528-SDS-01 | MAYPOR-2528 | SPLIT DUCTLESS OUTDOOR UNIT HEAT PUMP, 2.5 TON 1 OF 2 | Unknown | Unknown | FACILITIES | BOTH | D30 | D3030 | D3030225 | CNRSE | CNRSE ST-FAC
MYP-2528-SDS-02 | MAYPOR-2528 | SPLIT DUCTLESS OUTDOOR UNIT HEAT PUMP, 2.5 TON 2 OF 2 | Unknown | Unknown | FACILITIES | BOTH | D30 | D3030 | D3030225 | CNRSE | CNRSE ST-FAC
MYP-2529-AHC-01 | MAYPOR-2529 | AIR HANDLING UNIT CENTRAL STATION 250 TON | YORK | XTI-048X072 | FACILITIES | BOTH | D30 | D3040 | D3040110 | CNRSE | CNRSE ST-FAC
MYP-2529-AHC-02 | MAYPOR-2529 | AIR HANDLING UNIT CENTRAL STATION 250 TON | YORK | XTI-072X072 | FACILITIES | BOTH | D30 | D3040 | D3040110 | CNRSE | CNRSE ST-FAC
MYP-2529-AHC-03 | MAYPOR-2529 | AIR HANDLING UNIT CENTRAL STATION 250 TON | YORK | XTI-102X114 | FACILITIES | BOTH | D30 | D3040 | D3040110 | CNRSE | CNRSE ST-FAC
MYP-2529-AHC-04 | MAYPOR-2529 | AIR HANDLING UNIT CENTRAL STATION 250 TON | YORK | XTI-102X114 | FACILITIES | BOTH | D30 | D3040 | D3040110 | CNRSE | CNRSE ST-FAC
MYP-2529-AHC-05 | MAYPOR-2529 | AIR HANDLING UNIT CENTRAL STATION 250 TON | YORK | XTI-108X108 | FACILITIES | BOTH | D30 | D3040 | D3040110 | CNRSE | CNRSE ST-FAC
MYP-2529-AHC-06 | MAYPOR-2529 | DIRECT OUTSIDE AIR SYSTEM, DOAS-1 | YORK | XTI-075X135 | FACILITIES | BOTH | D30 | D3040 | D3040110 | CNRSE | CNRSE ST-FAC
MYP-2529-CCC-01 | MAYPOR-2529 | CHILLER CENTRIFUGAL WTR COOLED 250 TON | YORK | YZ-MA033AN030P033NAS | FACILITIES | BOTH | D30 | D3030 | D3030140 | CNRSE | CNRSE ST-FAC
MYP-2529-CCC-02 | MAYPOR-2529 | CHILLER CENTRIFUGAL WTR COOLED 250 TON | YORK | YZ-MA033AN030P033NAS | FACILITIES | BOTH | D30 | D3030 | D3030140 | CNRSE | CNRSE ST-FAC
MYP-2529-CID-02 | MAYPOR-2529 | HVAC CONTROLS, ELECTRIC, DIGITAL VFD AHU-2 | DANFOSS | VLT | FACILITIES | BOTH | D30 | D3060 | D3060901 | CNRSE | CNRSE ST-FAC
MYP-2529-CID-03 | MAYPOR-2529 | HVAC CONTROLS, ELECTRIC, DIGITAL VFD AHU-1B | DANFOSS | 131L0227 | FACILITIES | BOTH | D30 | D3060 | D3060901 | CNRSE | CNRSE ST-FAC
MYP-2529-CID-04 | MAYPOR-2529 | HVAC CONTROLS, ELECTRIC, DIGITAL VFD AHU-3 | DANFOSS | 131L0228 | FACILITIES | BOTH | D30 | D3060 | D3060901 | CNRSE | CNRSE ST-FAC
MYP-2529-CID-05 | MAYPOR-2529 | HVAC CONTROLS, ELECTRIC, DIGITAL VFD DOAS | DANFOSS | 131N4071 | FACILITIES | BOTH | D30 | D3060 | D3060901 | CNRSE | CNRSE ST-FAC
MYP-2529-CID-06 | MAYPOR-2529 | HVAC CONTROLS, ELECTRIC, DIGITAL VFD AHU-4 | DANFOSS | 131G2368 | FACILITIES | BOTH | D30 | D3060 | D3060901 | CNRSE | CNRSE ST-FAC
MYP-2529-CID-07 | MAYPOR-2529 | HVAC CONTROLS, ELECTRIC, DIGITAL VFD DOAS EXH | DANFOSS | VLT 177V9507 | FACILITIES | BOTH | D30 | D3060 | D3060901 | CNRSE | CNRSE ST-FAC
MYP-2529-CPS-00 | MAYPOR-2529 | CIRCULATING PUMP, END SUCTION, (5) HP | Unknown | 29-60198-X5XXX1-1903P | FACILITIES | BOTH | D30 | D3040 | D3040330 | CNRSE | CNRSE ST-FAC
MYP-2529-CPS-01 | MAYPOR-2529 | CIRCULATING PUMP, END SUCTION, (25) HP | Unknown | 29-60198-X5XXX1-1903I | FACILITIES | BOTH | D30 | D3040 | D3040330 | CNRSE | CNRSE ST-FAC
MYP-2529-CPS-02 | MAYPOR-2529 | CIRCULATING PUMP, END SUCTION, (25) HP | BELL GOSSETT | 6X8X17.5A, SERIES VSX-VSC | FACILITIES | BOTH | D30 | D3040 | D3040330 | CNRSE | CNRSE ST-FAC
MYP-2529-CPS-03 | MAYPOR-2529 | CIRCULATING PUMP, END SUCTION, (25) HP | BELL AND GOSSETT | 6X8X17.5A, SERIES VSX-VSC | FACILITIES | BOTH | D30 | D3040 | D3040330 | CNRSE | CNRSE ST-FAC
MYP-2529-CTG-01 | MAYPOR-2529 | COOLING TOWER GALVANIZED 250 TON | BALTIMORE AIR COIL | XES3E122207L27A | FACILITIES | BOTH | D30 | D3030 | D3030310 | CNRSE | CNRSE ST-FAC
MYP-2529-CTG-02 | MAYPOR-2529 | COOLING TOWER GALVANIZED 250 TON | BALTIMORE AIR COIL | XES3E122207L27A | FACILITIES | BOTH | D30 | D3030 | D3030310 | CNRSE | CNRSE ST-FAC
MYP-2529-DDC-01 | MAYPOR-2529 | DIRECT DIGITAL CONTROL (DDC) SYSTEM | JOHNSON CONTROLS | EASY IO | FACILITIES | BOTH | D30 | D3060 | D3060905 | CNRSE | CNRSE ST-FAC
MYP-2529-PMP-01 | MAYPOR-2529 | CIRCULATING PUMP 30 HP | Unknown | Unknown | FACILITIES | BOTH | D20 | D2020 | D2020906 | CNRSE | CNRSE ST-FAC
MYP-2529-SDI-01 | MAYPOR-2529 | WALL MNT SPLIT DUCTLESS SYS 1 TON | JOHNSON CONTROLS INC. | DHP12NWB21S | FACILITIES | BOTH | D30 | D3040 | D3040904 | CNRSE | CNRSE ST-FAC
MYP-2529-SDI-02 | MAYPOR-2529 | WALL MNT SPLIT DUCTLESS SYS 1 TON | JOHNSON CONTROLS INC. | DHP12NWB21S | FACILITIES | BOTH | D30 | D3040 | D3040904 | CNRSE | CNRSE ST-FAC
MYP-2529-SDI-03 | MAYPOR-2529 | WALL MNT SPLIT DUCTLESS SYS 2.5 TON | JOHNSON CONTROLS INC. | DHR30NCB21S | FACILITIES | BOTH | D30 | D3040 | D3040904 | CNRSE | CNRSE ST-FAC
MYP-2529-SDI-04 | MAYPOR-2529 | WALL MNT SPLIT DUCTLESS SYS 2.5 TON | JOHNSON CONTROLS INC. | DHR30NCB21S | FACILITIES | BOTH | D30 | D3040 | D3040904 | CNRSE | CNRSE ST-FAC
MYP-2529-SDI-05 | MAYPOR-2529 | WALL MNT SPLIT DUCTLESS SYS 3 TON | JOHNSON CONTROLS INC. | DHR36NCB21S | FACILITIES | BOTH | D30 | D3040 | D3040904 | CNRSE | CNRSE ST-FAC
MYP-2529-SDI-06 | MAYPOR-2529 | WALL MNT SPLIT DUCTLESS SYS 2.5 TON | JOHNSON CONTROLS INC. | DHR30NCB21S | FACILITIES | BOTH | D30 | D3040 | D3040904 | CNRSE | CNRSE ST-FAC
MYP-2529-SDI-07 | MAYPOR-2529 | WALL MNT SPLIT DUCTLESS SYS 3 TON | JOHNSON CONTROLS INC. | DHR36NCB21S | FACILITIES | BOTH | D30 | D3040 | D3040904 | CNRSE | CNRSE ST-FAC
MYP-2529-SDI-08 | MAYPOR-2529 | WALL MNT SPLIT DUCTLESS SYS 3 TON | JOHNSON CONTROLS INC. | DHR36NCB21S | FACILITIES | BOTH | D30 | D3040 | D3040904 | CNRSE | CNRSE ST-FAC
MYP-2529-SDI-09 | MAYPOR-2529 | WALL MNT SPLIT DUCTLESS SYS 3 TON | JOHNSON CONTROLS INC. | DHR36NCB21S | FACILITIES | BOTH | D30 | D3040 | D3040904 | CNRSE | CNRSE ST-FAC
MYP-2529-SDO-01 | MAYPOR-2529 | SPLIT DUCTLESS OUTDOOR UNIT 1 TON | JOHNSON CONTROLS INC. | DHP12CSB21S | FACILITIES | BOTH | D30 | D3030 | D3030223 | CNRSE | CNRSE ST-FAC
MYP-2529-SDO-02 | MAYPOR-2529 | SPLIT DUCTLESS OUTDOOR UNIT 1 TON | JOHNSON CONTROLS INC. | DHP12CSB21S | FACILITIES | BOTH | D30 | D3030 | D3030223 | CNRSE | CNRSE ST-FAC
MYP-2529-SDO-03 | MAYPOR-2529 | SPLIT DUCTLESS OUTDOOR UNIT 2.5 TON | JOHNSON CONTROLS INC. | DHR30CSB21S | FACILITIES | BOTH | D30 | D3030 | D3030223 | CNRSE | CNRSE ST-FAC
MYP-2529-SDO-04 | MAYPOR-2529 | SPLIT DUCTLESS OUTDOOR UNIT 2.5 TON | JOHNSON CONTROLS INC. | DHR30CSB21S | FACILITIES | BOTH | D30 | D3030 | D3030223 | CNRSE | CNRSE ST-FAC
MYP-2529-SDO-05 | MAYPOR-2529 | SPLIT DUCTLESS OUTDOOR UNIT 2.5 TON | JOHNSON CONTROLS INC. | DHR30CSB21S | FACILITIES | BOTH | D30 | D3030 | D3030223 | CNRSE | CNRSE ST-FAC
MYP-2529-SDO-06 | MAYPOR-2529 | SPLIT DUCTLESS OUTDOOR UNIT 3 TON | JOHNSON CONTROLS INC. | DHR36CSB21S | FACILITIES | BOTH | D30 | D3030 | D3030223 | CNRSE | CNRSE ST-FAC
MYP-2529-VAT-001 | MAYPOR-2529 | VAV TERMINAL COOL ONLY 2750 CFM | JCI | TSS | FACILITIES | BOTH | D30 | D3040 | D3040132 | CNRSE | CNRSE ST-FAC
MYP-2529-VAT-002 | MAYPOR-2529 | VAV TERMINAL COOL ONLY 3000 CFM | JCI | TSS | FACILITIES | BOTH | D30 | D3040 | D3040132 | CNRSE | CNRSE ST-FAC
MYP-2529-VAT-003 | MAYPOR-2529 | VAV TERMINAL COOL ONLY 1400 CFM | JCI | TSS | FACILITIES | BOTH | D30 | D3040 | D3040132 | CNRSE | CNRSE ST-FAC
MYP-2529-VAT-004 | MAYPOR-2529 | VAV TERMINAL COOL ONLY 1500 CFM | JCI | TSS | FACILITIES | BOTH | D30 | D3040 | D3040132 | CNRSE | CNRSE ST-FAC
MYP-2529-VAT-005 | MAYPOR-2529 | VAV TERMINAL COOL ONLY 1600 CFM | JCI | TSS | FACILITIES | BOTH | D30 | D3040 | D3040132 | CNRSE | CNRSE ST-FAC
MYP-2529-VAT-006 | MAYPOR-2529 | VAV TERMINAL COOL ONLY 1500 CFM | JCI | TSS | FACILITIES | BOTH | D30 | D3040 | D3040132 | CNRSE | CNRSE ST-FAC
MYP-2529-VAT-007 | MAYPOR-2529 | VAV TERMINAL COOL ONLY 1600 CFM | JCI | TSS | FACILITIES | BOTH | D30 | D3040 | D3040132 | CNRSE | CNRSE ST-FAC
MYP-2529-VAT-008 | MAYPOR-2529 | VAV TERMINAL COOL ONLY 1500 CFM | JCI | TSS | FACILITIES | BOTH | D30 | D3040 | D3040132 | CNRSE | CNRSE ST-FAC
MYP-2529-VAT-009 | MAYPOR-2529 | VAV TERMINAL COOL ONLY 320 CFM | JCI | TSS | FACILITIES | BOTH | D30 | D3040 | D3040132 | CNRSE | CNRSE ST-FAC
MYP-2529-VAT-010 | MAYPOR-2529 | VAV TERMINAL COOL ONLY 300 CFM | JCI | TSS | FACILITIES | BOTH | D30 | D3040 | D3040132 | CNRSE | CNRSE ST-FAC
MYP-2529-VAT-011 | MAYPOR-2529 | VAV TERMINAL COOL ONLY 170 CFM | JCI | TSS | FACILITIES | BOTH | D30 | D3040 | D3040132 | CNRSE | CNRSE ST-FAC
MYP-2529-VAT-012 | MAYPOR-2529 | VAV TERMINAL COOL ONLY 1120 CFM | JCI | TSS | FACILITIES | BOTH | D30 | D3040 | D3040132 | CNRSE | CNRSE ST-FAC
MYP-2529-VAT-013 | MAYPOR-2529 | VAV TERMINAL COOL ONLY 600 CFM | JCI | TSS | FACILITIES | BOTH | D30 | D3040 | D3040132 | CNRSE | CNRSE ST-FAC
MYP-2529-VAT-014 | MAYPOR-2529 | VAV TERMINAL COOL ONLY 330 CFM | JCI | TSS | FACILITIES | BOTH | D30 | D3040 | D3040132 | CNRSE | CNRSE ST-FAC
MYP-2529-VAT-015 | MAYPOR-2529 | VAV TERMINAL COOL ONLY 800 CFM | JCI | TSS | FACILITIES | BOTH | D30 | D3040 | D3040132 | CNRSE | CNRSE ST-FAC
MYP-2529-VAT-016 | MAYPOR-2529 | VAV TERMINAL COOL ONLY 450 CFM | JCI | TSS | FACILITIES | BOTH | D30 | D3040 | D3040132 | CNRSE | CNRSE ST-FAC
MYP-2529-VAT-017 | MAYPOR-2529 | VAV TERMINAL COOL ONLY 500 CFM | JCI | TSS | FACILITIES | BOTH | D30 | D3040 | D3040132 | CNRSE | CNRSE ST-FAC
MYP-2529-VAT-018 | MAYPOR-2529 | VAV TERMINAL COOL ONLY 1250 CFM | JCI | TSS | FACILITIES | BOTH | D30 | D3040 | D3040132 | CNRSE | CNRSE ST-FAC
MYP-2529-VAT-019 | MAYPOR-2529 | VAV TERMINAL COOL ONLY 370 CFM | JCI | TSS | FACILITIES | BOTH | D30 | D3040 | D3040132 | CNRSE | CNRSE ST-FAC
MYP-2529-VAT-020 | MAYPOR-2529 | VAV TERMINAL COOL ONLY 430 CFM | JCI | TSS | FACILITIES | BOTH | D30 | D3040 | D3040132 | CNRSE | CNRSE ST-FAC
MYP-2529-VAT-021 | MAYPOR-2529 | VAV TERMINAL COOL ONLY 1130 CFM | JCI | TSS | FACILITIES | BOTH | D30 | D3040 | D3040132 | CNRSE | CNRSE ST-FAC
MYP-2529-VAT-022 | MAYPOR-2529 | VAV TERMINAL COOL ONLY 520 CFM | JCI | TSS | FACILITIES | BOTH | D30 | D3040 | D3040132 | CNRSE | CNRSE ST-FAC
MYP-2529-VAT-023 | MAYPOR-2529 | VAV TERMINAL COOL ONLY 300 CFM | JCI | TSS | FACILITIES | BOTH | D30 | D3040 | D3040132 | CNRSE | CNRSE ST-FAC
MYP-2529-VAT-024 | MAYPOR-2529 | VAV TERMINAL COOL ONLY 360 CFM | JCI | TSS | FACILITIES | BOTH | D30 | D3040 | D3040132 | CNRSE | CNRSE ST-FAC
MYP-2529-VAT-025 | MAYPOR-2529 | VAV TERMINAL COOL ONLY 1380 CFM | JCI | TSS | FACILITIES | BOTH | D30 | D3040 | D3040132 | CNRSE | CNRSE ST-FAC
MYP-2529-VAT-026 | MAYPOR-2529 | VAV TERMINAL COOL ONLY 1380 CFM | JCI | TSS | FACILITIES | BOTH | D30 | D3040 | D3040132 | CNRSE | CNRSE ST-FAC
MYP-2529-VAT-027 | MAYPOR-2529 | VAV TERMINAL COOL ONLY 370 CFM | JCI | TSS | FACILITIES | BOTH | D30 | D3040 | D3040132 | CNRSE | CNRSE ST-FAC
MYP-2529-VAT-028 | MAYPOR-2529 | VAV TERMINAL COOL ONLY 500 CFM | JCI | TSS | FACILITIES | BOTH | D30 | D3040 | D3040132 | CNRSE | CNRSE ST-FAC
MYP-2529-VAT-029 | MAYPOR-2529 | VAV TERMINAL COOL ONLY 360 CFM | JCI | TSS | FACILITIES | BOTH | D30 | D3040 | D3040132 | CNRSE | CNRSE ST-FAC
MYP-2529-VAT-030 | MAYPOR-2529 | VAV TERMINAL COOL ONLY 300 CFM | JCI | TSS | FACILITIES | BOTH | D30 | D3040 | D3040132 | CNRSE | CNRSE ST-FAC
MYP-2529-VAT-031 | MAYPOR-2529 | VAV TERMINAL COOL ONLY 7600 CFM | JCI | TSS | FACILITIES | BOTH | D30 | D3040 | D3040132 | CNRSE | CNRSE ST-FAC
MYP-2529-VAT-032 | MAYPOR-2529 | VAV TERMINAL COOL ONLY 500 CFM | JCI | TSS | FACILITIES | BOTH | D30 | D3040 | D3040132 | CNRSE | CNRSE ST-FAC
MYP-2529-VAT-033 | MAYPOR-2529 | VAV TERMINAL COOL ONLY 370 CFM | JCI | TSS | FACILITIES | BOTH | D30 | D3040 | D3040132 | CNRSE | CNRSE ST-FAC
MYP-2529-VAT-034 | MAYPOR-2529 | VAV TERMINAL COOL ONLY 240 CFM | JCI | TSS | FACILITIES | BOTH | D30 | D3040 | D3040132 | CNRSE | CNRSE ST-FAC
MYP-2529-VAT-035 | MAYPOR-2529 | VAV TERMINAL COOL ONLY 300 CFM | JCI | TSS | FACILITIES | BOTH | D30 | D3040 | D3040132 | CNRSE | CNRSE ST-FAC
MYP-2529-VAT-036 | MAYPOR-2529 | VAV TERMINAL COOL ONLY 450 CFM | JCI | TSS | FACILITIES | BOTH | D30 | D3040 | D3040132 | CNRSE | CNRSE ST-FAC
MYP-2529-VAT-037 | MAYPOR-2529 | VAV TERMINAL COOL ONLY 610 CFM | JCI | TSS | FACILITIES | BOTH | D30 | D3040 | D3040132 | CNRSE | CNRSE ST-FAC
MYP-2529-VAT-038 | MAYPOR-2529 | VAV TERMINAL COOL ONLY 1170 CFM | JCI | TSS | FACILITIES | BOTH | D30 | D3040 | D3040132 | CNRSE | CNRSE ST-FAC
MYP-2529-VAT-039 | MAYPOR-2529 | VAV TERMINAL COOL ONLY 1030 CFM | JCI | TSS | FACILITIES | BOTH | D30 | D3040 | D3040132 | CNRSE | CNRSE ST-FAC
MYP-2529-VAT-040 | MAYPOR-2529 | VAV TERMINAL COOL ONLY 310 CFM | JCI | TSS | FACILITIES | BOTH | D30 | D3040 | D3040132 | CNRSE | CNRSE ST-FAC
MYP-2529-VAT-041 | MAYPOR-2529 | VAV TERMINAL COOL ONLY 530 CFM | JCI | TSS | FACILITIES | BOTH | D30 | D3040 | D3040132 | CNRSE | CNRSE ST-FAC
MYP-2529-VAT-042 | MAYPOR-2529 | VAV TERMINAL COOL ONLY 1690 CFM | JCI | TSS | FACILITIES | BOTH | D30 | D3040 | D3040132 | CNRSE | CNRSE ST-FAC
MYP-2529-VAT-043 | MAYPOR-2529 | VAV TERMINAL COOL ONLY 1300 CFM | JCI | TSS | FACILITIES | BOTH | D30 | D3040 | D3040132 | CNRSE | CNRSE ST-FAC
MYP-2529-VAT-044 | MAYPOR-2529 | VAV TERMINAL COOL ONLY 1230 CFM | JCI | TSS | FACILITIES | BOTH | D30 | D3040 | D3040132 | CNRSE | CNRSE ST-FAC
MYP-2529-VAT-045 | MAYPOR-2529 | VAV TERMINAL COOL ONLY 760 CFM | JCI | TSS | FACILITIES | BOTH | D30 | D3040 | D3040132 | CNRSE | CNRSE ST-FAC
MYP-2529-VAT-046 | MAYPOR-2529 | VAV TERMINAL COOL ONLY 620 CFM | JCI | TSS | FACILITIES | BOTH | D30 | D3040 | D3040132 | CNRSE | CNRSE ST-FAC
MYP-2529-VAT-047 | MAYPOR-2529 | VAV TERMINAL COOL ONLY 620 CFM | JCI | TSS | FACILITIES | BOTH | D30 | D3040 | D3040132 | CNRSE | CNRSE ST-FAC
MYP-2529-VAT-048 | MAYPOR-2529 | VAV TERMINAL COOL ONLY 290 CFM | JCI | TSS | FACILITIES | BOTH | D30 | D3040 | D3040132 | CNRSE | CNRSE ST-FAC
MYP-2529-VAT-049 | MAYPOR-2529 | VAV TERMINAL COOL ONLY 480 CFM | JCI | TSS | FACILITIES | BOTH | D30 | D3040 | D3040132 | CNRSE | CNRSE ST-FAC
MYP-2529-VAT-050 | MAYPOR-2529 | VAV TERMINAL COOL ONLY 360 CFM | JCI | TSS | FACILITIES | BOTH | D30 | D3040 | D3040132 | CNRSE | CNRSE ST-FAC
MYP-2529-VAT-051 | MAYPOR-2529 | VAV TERMINAL COOL ONLY 1860 CFM | JCI | TSS | FACILITIES | BOTH | D30 | D3040 | D3040132 | CNRSE | CNRSE ST-FAC
MYP-2529-VAT-052 | MAYPOR-2529 | VAV TERMINAL COOL ONLY 1860 CFM | JCI | TSS | FACILITIES | BOTH | D30 | D3040 | D3040132 | CNRSE | CNRSE ST-FAC
MYP-2529-VAT-053 | MAYPOR-2529 | VAV TERMINAL COOL ONLY 2070 CFM | JCI | TSS | FACILITIES | BOTH | D30 | D3040 | D3040132 | CNRSE | CNRSE ST-FAC
MYP-2529-VAT-054 | MAYPOR-2529 | VAV TERMINAL COOL ONLY 1860 CFM | JCI | TSS | FACILITIES | BOTH | D30 | D3040 | D3040132 | CNRSE | CNRSE ST-FAC
MYP-2529-VAT-055 | MAYPOR-2529 | VAV TERMINAL COOL ONLY 1860 CFM | JCI | TSS | FACILITIES | BOTH | D30 | D3040 | D3040132 | CNRSE | CNRSE ST-FAC
MYP-2529-VAT-056 | MAYPOR-2529 | VAV TERMINAL COOL ONLY 2240 CFM | JCI | TSS | FACILITIES | BOTH | D30 | D3040 | D3040132 | CNRSE | CNRSE ST-FAC
MYP-2529-VAT-057 | MAYPOR-2529 | VAV TERMINAL COOL ONLY 340 CFM | JCI | TSS | FACILITIES | BOTH | D30 | D3040 | D3040132 | CNRSE | CNRSE ST-FAC
MYP-2529-VAT-058 | MAYPOR-2529 | VAV TERMINAL COOL ONLY 1740 CFM | JCI | TSS | FACILITIES | BOTH | D30 | D3040 | D3040132 | CNRSE | CNRSE ST-FAC
MYP-2529-VAT-059 | MAYPOR-2529 | VAV TERMINAL COOL ONLY 1950 CFM | JCI | TSS | FACILITIES | BOTH | D30 | D3040 | D3040132 | CNRSE | CNRSE ST-FAC
MYP-2529-VAT-060 | MAYPOR-2529 | VAV TERMINAL COOL ONLY 1495 CFM | JCI | TSS | FACILITIES | BOTH | D30 | D3040 | D3040132 | CNRSE | CNRSE ST-FAC
MYP-2529-VAT-061 | MAYPOR-2529 | VAV TERMINAL COOL ONLY 1565 CFM | JCI | TSS | FACILITIES | BOTH | D30 | D3040 | D3040132 | CNRSE | CNRSE ST-FAC
MYP-2529-VAT-062 | MAYPOR-2529 | VAV TERMINAL COOL ONLY 1125 CFM | JCI | TSS | FACILITIES | BOTH | D30 | D3040 | D3040132 | CNRSE | CNRSE ST-FAC
MYP-2529-VAT-063 | MAYPOR-2529 | VAV TERMINAL COOL ONLY 1125 CFM | JCI | TSS | FACILITIES | BOTH | D30 | D3040 | D3040132 | CNRSE | CNRSE ST-FAC
MYP-2529-VAT-064 | MAYPOR-2529 | VAV TERMINAL COOL ONLY 1125 CFM | JCI | TSS | FACILITIES | BOTH | D30 | D3040 | D3040132 | CNRSE | CNRSE ST-FAC
MYP-2529-VAT-065 | MAYPOR-2529 | VAV TERMINAL COOL ONLY 1360 CFM | JCI | TSS | FACILITIES | BOTH | D30 | D3040 | D3040132 | CNRSE | CNRSE ST-FAC
MYP-2529-VAT-066 | MAYPOR-2529 | VAV TERMINAL COOL ONLY 7600 CFM | JCI | TSS | FACILITIES | BOTH | D30 | D3040 | D3040132 | CNRSE | CNRSE ST-FAC
MYP-2529-VAT-067 | MAYPOR-2529 | VAV TERMINAL COOL ONLY 500 CFM | JCI | TSS | FACILITIES | BOTH | D30 | D3040 | D3040132 | CNRSE | CNRSE ST-FAC
MYP-2529-VAT-068 | MAYPOR-2529 | VAV TERMINAL COOL ONLY 370 CFM | JCI | TSS | FACILITIES | BOTH | D30 | D3040 | D3040132 | CNRSE | CNRSE ST-FAC
MYP-2529-VAT-069 | MAYPOR-2529 | VAV TERMINAL COOL ONLY 240 CFM | JCI | TSS | FACILITIES | BOTH | D30 | D3040 | D3040132 | CNRSE | CNRSE ST-FAC
MYP-2529-VAT-070 | MAYPOR-2529 | VAV TERMINAL COOL ONLY 300 CFM | JCI | TSS | FACILITIES | BOTH | D30 | D3040 | D3040132 | CNRSE | CNRSE ST-FAC
MYP-2529-VAT-071 | MAYPOR-2529 | VAV TERMINAL COOL ONLY 450 CFM | JCI | TSS | FACILITIES | BOTH | D30 | D3040 | D3040132 | CNRSE | CNRSE ST-FAC
MYP-2529-VAT-072 | MAYPOR-2529 | VAV TERMINAL COOL ONLY 610 CFM | JCI | TSS | FACILITIES | BOTH | D30 | D3040 | D3040132 | CNRSE | CNRSE ST-FAC
MYP-2529-VAT-073 | MAYPOR-2529 | VAV TERMINAL COOL ONLY 1170 CFM | JCI | TSS | FACILITIES | BOTH | D30 | D3040 | D3040132 | CNRSE | CNRSE ST-FAC
MYP-2529-VAT-074 | MAYPOR-2529 | VAV TERMINAL COOL ONLY 1030 CFM | JCI | TSS | FACILITIES | BOTH | D30 | D3040 | D3040132 | CNRSE | CNRSE ST-FAC
MYP-2529-VAT-075 | MAYPOR-2529 | VAV TERMINAL COOL ONLY 310 CFM | JCI | TSS | FACILITIES | BOTH | D30 | D3040 | D3040132 | CNRSE | CNRSE ST-FAC
MYP-2529-VAT-076 | MAYPOR-2529 | VAV TERMINAL COOL ONLY 530 CFM | JCI | TSS | FACILITIES | BOTH | D30 | D3040 | D3040132 | CNRSE | CNRSE ST-FAC
MYP-2529-VAT-077 | MAYPOR-2529 | VAV TERMINAL COOL ONLY 1690 CFM | JCI | TSS | FACILITIES | BOTH | D30 | D3040 | D3040132 | CNRSE | CNRSE ST-FAC
MYP-2529-VAT-078 | MAYPOR-2529 | VAV TERMINAL COOL ONLY 1300 CFM | JCI | TSS | FACILITIES | BOTH | D30 | D3040 | D3040132 | CNRSE | CNRSE ST-FAC
MYP-2529-VAT-079 | MAYPOR-2529 | VAV TERMINAL COOL ONLY 1230 CFM | JCI | TSS | FACILITIES | BOTH | D30 | D3040 | D3040132 | CNRSE | CNRSE ST-FAC
MYP-2529-VAT-080 | MAYPOR-2529 | VAV TERMINAL COOL ONLY 760 CFM | JCI | TSS | FACILITIES | BOTH | D30 | D3040 | D3040132 | CNRSE | CNRSE ST-FAC
MYP-2529-VAT-081 | MAYPOR-2529 | VAV TERMINAL COOL ONLY 620 CFM | JCI | TSS | FACILITIES | BOTH | D30 | D3040 | D3040132 | CNRSE | CNRSE ST-FAC
MYP-2529-VAT-082 | MAYPOR-2529 | VAV TERMINAL COOL ONLY 620 CFM | JCI | TSS | FACILITIES | BOTH | D30 | D3040 | D3040132 | CNRSE | CNRSE ST-FAC
MYP-2529-VAT-083 | MAYPOR-2529 | VAV TERMINAL COOL ONLY 290 CFM | JCI | TSS | FACILITIES | BOTH | D30 | D3040 | D3040132 | CNRSE | CNRSE ST-FAC
MYP-2529-VAT-084 | MAYPOR-2529 | VAV TERMINAL COOL ONLY 480 CFM | JCI | TSS | FACILITIES | BOTH | D30 | D3040 | D3040132 | CNRSE | CNRSE ST-FAC
MYP-2529-VAT-085 | MAYPOR-2529 | VAV TERMINAL COOL ONLY 360 CFM | JCI | TSS | FACILITIES | BOTH | D30 | D3040 | D3040132 | CNRSE | CNRSE ST-FAC
MYP-2529-VAT-086 | MAYPOR-2529 | VAV TERMINAL COOL ONLY 1860 CFM | JCI | TSS | FACILITIES | BOTH | D30 | D3040 | D3040132 | CNRSE | CNRSE ST-FAC
MYP-2529-VAT-087 | MAYPOR-2529 | VAV TERMINAL COOL ONLY 1860 CFM | JCI | TSS | FACILITIES | BOTH | D30 | D3040 | D3040132 | CNRSE | CNRSE ST-FAC
MYP-2529-VAT-088 | MAYPOR-2529 | VAV TERMINAL COOL ONLY 2130 CFM | JCI | TSS | FACILITIES | BOTH | D30 | D3040 | D3040132 | CNRSE | CNRSE ST-FAC
MYP-2529-VAT-089 | MAYPOR-2529 | VAV TERMINAL COOL ONLY 1860 CFM | JCI | TSS | FACILITIES | BOTH | D30 | D3040 | D3040132 | CNRSE | CNRSE ST-FAC
MYP-2529-VAT-090 | MAYPOR-2529 | VAV TERMINAL COOL ONLY 1920 CFM | JCI | TSS | FACILITIES | BOTH | D30 | D3040 | D3040132 | CNRSE | CNRSE ST-FAC
MYP-2529-VAT-091 | MAYPOR-2529 | VAV TERMINAL COOL ONLY 2240 CFM | JCI | TSS | FACILITIES | BOTH | D30 | D3040 | D3040132 | CNRSE | CNRSE ST-FAC
MYP-2529-VAT-092 | MAYPOR-2529 | VAV TERMINAL COOL ONLY 370 CFM | JCI | TSS | FACILITIES | BOTH | D30 | D3040 | D3040132 | CNRSE | CNRSE ST-FAC
MYP-2529-VAT-093 | MAYPOR-2529 | VAV TERMINAL COOL ONLY 1740 CFM | JCI | TSS | FACILITIES | BOTH | D30 | D3040 | D3040132 | CNRSE | CNRSE ST-FAC
MYP-2529-VAT-094 | MAYPOR-2529 | VAV TERMINAL COOL ONLY 1950 CFM | JCI | TSS | FACILITIES | BOTH | D30 | D3040 | D3040132 | CNRSE | CNRSE ST-FAC
MYP-2529-VAT-095 | MAYPOR-2529 | VAV TERMINAL COOL ONLY 1495 CFM | JCI | TSS | FACILITIES | BOTH | D30 | D3040 | D3040132 | CNRSE | CNRSE ST-FAC
MYP-2529-VAT-096 | MAYPOR-2529 | VAV TERMINAL COOL ONLY 1565 CFM | JCI | TSS | FACILITIES | BOTH | D30 | D3040 | D3040132 | CNRSE | CNRSE ST-FAC
MYP-2529-VAT-097 | MAYPOR-2529 | VAV TERMINAL COOL ONLY 1125 CFM | JCI | TSS | FACILITIES | BOTH | D30 | D3040 | D3040132 | CNRSE | CNRSE ST-FAC
MYP-2529-VAT-098 | MAYPOR-2529 | VAV TERMINAL COOL ONLY 1125 CFM | JCI | TSS | FACILITIES | BOTH | D30 | D3040 | D3040132 | CNRSE | CNRSE ST-FAC
MYP-2529-VAT-099 | MAYPOR-2529 | VAV TERMINAL COOL ONLY 1125 CFM | JCI | TSS | FACILITIES | BOTH | D30 | D3040 | D3040132 | CNRSE | CNRSE ST-FAC
MYP-2529-VAT-100 | MAYPOR-2529 | VAV TERMINAL COOL ONLY 1360 CFM | JCI | TSS | FACILITIES | BOTH | D30 | D3040 | D3040132 | CNRSE | CNRSE ST-FAC
MYP-2529-VAT-101 | MAYPOR-2529 | VAV TERMINAL COOL ONLY 7500 CFM | JCI | TSS | FACILITIES | BOTH | D30 | D3040 | D3040132 | CNRSE | CNRSE ST-FAC
MYP-2529-VAT-102 | MAYPOR-2529 | VAV TERMINAL COOL ONLY 810 CFM | JCI | TSS | FACILITIES | BOTH | D30 | D3040 | D3040132 | CNRSE | CNRSE ST-FAC
MYP-2529-VAT-103 | MAYPOR-2529 | VAV TERMINAL COOL ONLY 490 CFM | JCI | TSS | FACILITIES | BOTH | D30 | D3040 | D3040132 | CNRSE | CNRSE ST-FAC
MYP-2529-VAT-104 | MAYPOR-2529 | VAV TERMINAL COOL ONLY 420 CFM | JCI | TSS | FACILITIES | BOTH | D30 | D3040 | D3040132 | CNRSE | CNRSE ST-FAC
MYP-2529-VAT-105 | MAYPOR-2529 | VAV TERMINAL COOL ONLY 330 CFM | JCI | TSS | FACILITIES | BOTH | D30 | D3040 | D3040132 | CNRSE | CNRSE ST-FAC
MYP-2529-VAT-106 | MAYPOR-2529 | VAV TERMINAL COOL ONLY 910 CFM | JCI | TSS | FACILITIES | BOTH | D30 | D3040 | D3040132 | CNRSE | CNRSE ST-FAC
MYP-2529-VAT-107 | MAYPOR-2529 | VAV TERMINAL COOL ONLY 640 CFM | JCI | TSS | FACILITIES | BOTH | D30 | D3040 | D3040132 | CNRSE | CNRSE ST-FAC
MYP-2529-VAT-108 | MAYPOR-2529 | VAV TERMINAL COOL ONLY 1580 CFM | JCI | TSS | FACILITIES | BOTH | D30 | D3040 | D3040132 | CNRSE | CNRSE ST-FAC
MYP-2529-VAT-109 | MAYPOR-2529 | VAV TERMINAL COOL ONLY 1640 CFM | JCI | TSS | FACILITIES | BOTH | D30 | D3040 | D3040132 | CNRSE | CNRSE ST-FAC
MYP-2529-VAT-110 | MAYPOR-2529 | VAV TERMINAL COOL ONLY 410 CFM | JCI | TSS | FACILITIES | BOTH | D30 | D3040 | D3040132 | CNRSE | CNRSE ST-FAC
MYP-2529-VAT-111 | MAYPOR-2529 | VAV TERMINAL COOL ONLY 1410 CFM | JCI | TSS | FACILITIES | BOTH | D30 | D3040 | D3040132 | CNRSE | CNRSE ST-FAC
MYP-2529-VAT-112 | MAYPOR-2529 | VAV TERMINAL COOL ONLY 1290 CFM | JCI | TSS | FACILITIES | BOTH | D30 | D3040 | D3040132 | CNRSE | CNRSE ST-FAC
MYP-2529-VAT-113 | MAYPOR-2529 | VAV TERMINAL COOL ONLY 1380 CFM | JCI | TSS | FACILITIES | BOTH | D30 | D3040 | D3040132 | CNRSE | CNRSE ST-FAC
MYP-2529-VAT-114 | MAYPOR-2529 | VAV TERMINAL COOL ONLY 130 CFM | JCI | TSS | FACILITIES | BOTH | D30 | D3040 | D3040132 | CNRSE | CNRSE ST-FAC
MYP-2529-VAT-115 | MAYPOR-2529 | VAV TERMINAL COOL ONLY 950 CFM | JCI | TSS | FACILITIES | BOTH | D30 | D3040 | D3040132 | CNRSE | CNRSE ST-FAC
MYP-2529-VAT-116 | MAYPOR-2529 | VAV TERMINAL COOL ONLY 620 CFM | JCI | TSS | FACILITIES | BOTH | D30 | D3040 | D3040132 | CNRSE | CNRSE ST-FAC
MYP-2529-VAT-117 | MAYPOR-2529 | VAV TERMINAL COOL ONLY 620 CFM | JCI | TSS | FACILITIES | BOTH | D30 | D3040 | D3040132 | CNRSE | CNRSE ST-FAC
MYP-2529-VAT-118 | MAYPOR-2529 | VAV TERMINAL COOL ONLY 290 CFM | JCI | TSS | FACILITIES | BOTH | D30 | D3040 | D3040132 | CNRSE | CNRSE ST-FAC
MYP-2529-VAT-119 | MAYPOR-2529 | VAV TERMINAL COOL ONLY 570 CFM | JCI | TSS | FACILITIES | BOTH | D30 | D3040 | D3040132 | CNRSE | CNRSE ST-FAC
MYP-2529-VAT-120 | MAYPOR-2529 | VAV TERMINAL COOL ONLY 420 CFM | JCI | TSS | FACILITIES | BOTH | D30 | D3040 | D3040132 | CNRSE | CNRSE ST-FAC
MYP-2529-VAT-121 | MAYPOR-2529 | VAV TERMINAL COOL ONLY 600 CFM | JCI | TSS | FACILITIES | BOTH | D30 | D3040 | D3040132 | CNRSE | CNRSE ST-FAC
MYP-2529-VAT-122 | MAYPOR-2529 | VAV TERMINAL COOL ONLY 660 CFM | JCI | TSS | FACILITIES | BOTH | D30 | D3040 | D3040132 | CNRSE | CNRSE ST-FAC
MYP-2529-VAT-123 | MAYPOR-2529 | VAV TERMINAL COOL ONLY 660 CFM | JCI | TSS | FACILITIES | BOTH | D30 | D3040 | D3040132 | CNRSE | CNRSE ST-FAC
MYP-2529-VAT-124 | MAYPOR-2529 | VAV TERMINAL COOL ONLY 340 CFM | JCI | TSS | FACILITIES | BOTH | D30 | D3040 | D3040132 | CNRSE | CNRSE ST-FAC
MYP-2529-VAT-125 | MAYPOR-2529 | VAV TERMINAL COOL ONLY 2470 CFM | JCI | TSS | FACILITIES | BOTH | D30 | D3040 | D3040132 | CNRSE | CNRSE ST-FAC
MYP-2529-VAT-126 | MAYPOR-2529 | VAV TERMINAL COOL ONLY 2090 CFM | JCI | TSS | FACILITIES | BOTH | D30 | D3040 | D3040132 | CNRSE | CNRSE ST-FAC
MYP-2529-VAT-127 | MAYPOR-2529 | VAV TERMINAL COOL ONLY 1420 CFM | JCI | TSS | FACILITIES | BOTH | D30 | D3040 | D3040132 | CNRSE | CNRSE ST-FAC
MYP-2529-VAT-128 | MAYPOR-2529 | VAV TERMINAL COOL ONLY 1340 CFM | JCI | TSS | FACILITIES | BOTH | D30 | D3040 | D3040132 | CNRSE | CNRSE ST-FAC
MYP-2529-VAT-129 | MAYPOR-2529 | VAV TERMINAL COOL ONLY 310 CFM | JCI | TSS | FACILITIES | BOTH | D30 | D3040 | D3040132 | CNRSE | CNRSE ST-FAC
MYP-2529-VAT-130 | MAYPOR-2529 | VAV TERMINAL COOL ONLY 410 CFM | JCI | TSS | FACILITIES | BOTH | D30 | D3040 | D3040132 | CNRSE | CNRSE ST-FAC
MYP-2529-VAT-131 | MAYPOR-2529 | VAV TERMINAL COOL ONLY 1620 CFM | JCI | TSS | FACILITIES | BOTH | D30 | D3040 | D3040132 | CNRSE | CNRSE ST-FAC
MYP-2529-VAT-132 | MAYPOR-2529 | VAV TERMINAL COOL ONLY 1570 CFM | JCI | TSS | FACILITIES | BOTH | D30 | D3040 | D3040132 | CNRSE | CNRSE ST-FAC
MYP-2529-VAT-133 | MAYPOR-2529 | VAV TERMINAL COOL ONLY 1490 CFM | JCI | TSS | FACILITIES | BOTH | D30 | D3040 | D3040132 | CNRSE | CNRSE ST-FAC
MYP-2529-VAT-134 | MAYPOR-2529 | VAV TERMINAL COOL ONLY 1310 CFM | JCI | TSS | FACILITIES | BOTH | D30 | D3040 | D3040132 | CNRSE | CNRSE ST-FAC
MYP-2529-VAT-135 | MAYPOR-2529 | VAV TERMINAL COOL ONLY 1060 CFM | JCI | TSS | FACILITIES | BOTH | D30 | D3040 | D3040132 | CNRSE | CNRSE ST-FAC
MYP-2529-VAT-136 | MAYPOR-2529 | VAV TERMINAL COOL ONLY 1370 CFM | JCI | TSS | FACILITIES | BOTH | D30 | D3040 | D3040132 | CNRSE | CNRSE ST-FAC
MYP-2529-VAT-137 | MAYPOR-2529 | VAV TERMINAL COOL ONLY 1400 CFM | JCI | TSS | FACILITIES | BOTH | D30 | D3040 | D3040132 | CNRSE | CNRSE ST-FAC
MYP-2529-WHS-01 | MAYPOR-2529 | BOOSTER PUMP 2 HP | Unknown | Unknown | FACILITIES | BOTH | D20 | D2020 | D2020901 | CNRSE | CNRSE ST-FAC
MYP-2548-AHC-01 | MAYPOR-2548 | AIR HANDLER AHU-1 7 TON | TRANE | CSAA021UA100 | FACILITIES | BOTH | D30 | D3030 | D3030120 | CNRSE | CNRSE ST-FAC
MYP-2548-AHC-02 | MAYPOR-2548 | AIR HANDLER AHU-1 7 TON | TRANE | CSAA021UA100 | FACILITIES | BOTH | D30 | D3030 | D3030120 | CNRSE | CNRSE ST-FAC
MYP-2548-CGA 01 | MAYPOR-2548 | AIR COOLED CONDENSOR CRAC CU-1 | COMPU-AIRE INC | ACC-934 | FACILITIES | BOTH | D30 | D3030 | D3030221 | CNRSE | CNRSE ST-FAC
MYP-2548-CGA 02 | MAYPOR-2548 | AIR COOLED CONDENSOR CRAC CU-2 | COMPU-AIRE INC | ACC-934 | FACILITIES | BOTH | D30 | D3030 | D3030221 | CNRSE | CNRSE ST-FAC
MYP-2548-CGA 03 | MAYPOR-2548 | AIR COOLED CONDENSOR CRAC CU-3 | COMPU-AIRE INC | ACC-934 | FACILITIES | BOTH | D30 | D3030 | D3030221 | CNRSE | CNRSE ST-FAC
MYP-2548-CSA-00 | MAYPOR-2548 | AIR COOLED SCROLL CHILLER 60 TON | TRANE | CGAM060F | FACILITIES | BOTH | D30 | D3030 | D3030120 | CNRSE | CNRSE ST-FAC
MYP-2548-DFC-01 | MAYPOR-2548 | AIR COOLED CONDENSOR CRAC #1 | COMPU-AIRE INC | CKA-534 | FACILITIES | BOTH | D30 | D3030 | D3030221 | CNRSE | CNRSE ST-FAC
MYP-2548-DFC-02 | MAYPOR-2548 | AIR COOLED CONDENSOR CRAC #2 | COMPU-AIRE INC | CKA-534 | FACILITIES | BOTH | D30 | D3030 | D3030221 | CNRSE | CNRSE ST-FAC
MYP-2548-DFC-03 | MAYPOR-2548 | AIR COOLED CONDENSOR CRAC #3 | COMPU-AIRE INC | ACC-934 | FACILITIES | BOTH | D30 | D3030 | D3030221 | CNRSE | CNRSE ST-FAC
MYP-2548-ELA-01 | MAYPOR-2548 | LOUVER | Unknown | Unknown | FACILITIES | CIMU | B20 | B2010 | B2010410 | CNRSE | CNRSE ST-FAC
MYP-2548-ERW-01 | MAYPOR-2548 | ENERGY RECOVERY VENTILATOR ERV-1 | TRANE | CSAA006UAL00 | FACILITIES | BOTH | D30 | D3030 | D3030120 | CNRSE | CNRSE ST-FAC
MYP-2548-ERW-02 | MAYPOR-2548 | ENERGY RECOVERY VENTILATOR ERV-2 | TRANE | CSAA006UAL00 | FACILITIES | BOTH | D30 | D3030 | D3030120 | CNRSE | CNRSE ST-FAC
MYP-2548-PMP-01 | MAYPOR-2548 | COLD WATER CIRC. PUMP CWP-1 | BALDOR | F1810015823 | FACILITIES | BOTH | D20 | D2090 | D2090999 | CNRSE | CNRSE ST-FAC
MYP-2548-PMP-02 | MAYPOR-2548 | COLD WATER CIRC. PUMP CWP-2 | BALDOR | F1808205694 | FACILITIES | BOTH | D20 | D2090 | D2090999 | CNRSE | CNRSE ST-FAC
MYP-2548-PMP-03 | MAYPOR-2548 | HOT WATER CIRC. PUMP CWP-1 | BALDOR | Unknown | FACILITIES | BOTH | D20 | D2090 | D2090999 | CNRSE | CNRSE ST-FAC
MYP-2548-PMP-04 | MAYPOR-2548 | HOT WATER CIRC. PUMP HWP-2 | BALDOR | Unknown | FACILITIES | BOTH | D20 | D2020 | D2020906 | CNRSE | CNRSE ST-FAC
MYP-2548-SDI-01 | MAYPOR-2548 | SPLIT SYS. HEAT PUMP INDOOR UNIT SSAC-1 | MITSUBISHI | PKA-A18HA7 | FACILITIES | BOTH | D30 | D3030 | D3030120 | CNRSE | CNRSE ST-FAC
MYP-2548-SDI-02 | MAYPOR-2548 | SPLIT SYS. HEAT PUMP INDOOR UNIT SSAC-2 | MITSUBISHI | PKA-A18HA7 | FACILITIES | BOTH | D30 | D3030 | D3030120 | CNRSE | CNRSE ST-FAC
MYP-2548-SDI-03 | MAYPOR-2548 | SPLIT SYS. HEAT PUMP INDOOR UNIT SSAC-3 | MITSUBISHI | PKA-A24KA7 | FACILITIES | BOTH | D30 | D3050 | D3050170 | CNRSE | CNRSE ST-FAC
MYP-2548-SDI-04 | MAYPOR-2548 | SPLIT SYS. HEAT PUMP INDOOR UNIT SSAC-4 | MITSUBISHI | PKA-A24KA7 | FACILITIES | BOTH | D30 | D3050 | D3050170 | CNRSE | CNRSE ST-FAC
MYP-2548-SDI-05 | MAYPOR-2548 | SPLIT SYS. HEAT PUMP INDOOR UNIT SSAC-5 | MITSUBISHI | PKA-A18HA7 | FACILITIES | BOTH | D30 | D3050 | D3050170 | CNRSE | CNRSE ST-FAC
MYP-2548-SDI-06 | MAYPOR-2548 | SPLIT SYS. HEAT PUMP INDOOR UNIT SSAC-6 | MITSUBISHI | PKA-A18HA7 | FACILITIES | BOTH | D30 | D3050 | D3050170 | CNRSE | CNRSE ST-FAC
MYP-2548-SDI-07 | MAYPOR-2548 | SPLIT SYS. HEAT PUMP INDOOR UNIT SSAC-7 | MITSUBISHI | PKA-A18HA7 | FACILITIES | BOTH | D30 | D3050 | D3050170 | CNRSE | CNRSE ST-FAC
MYP-2548-SDI-08 | MAYPOR-2548 | SPLIT SYS. HEAT PUMP INDOOR UNIT SSAC-8 | MITSUBISHI | PKA-A18HA7 | FACILITIES | BOTH | D30 | D3050 | D3050170 | CNRSE | CNRSE ST-FAC
MYP-2548-SDI-O5 | MAYPOR-2548 | SPLIT SYS. HEAT PUMP INDOOR UNIT SSAC-5 | MITSUBISHI | PKA-A18HA7 | FACILITIES | BOTH | D30 | D3050 | D3050170 | CNRSE | CNRSE ST-FAC
MYP-2548-SSC-01 | MAYPOR-2548 | CONDENSING UNIT CU-1 | MITSUBISHI | PUZ-A18NKA7 | FACILITIES | BOTH | D30 | D3030 | D3030224 | CNRSE | CNRSE ST-FAC
MYP-2548-SSC-02 | MAYPOR-2548 | CONDENSING UNIT CU-2 | MITSUBISHI | PUZ-A18NKA7 | FACILITIES | BOTH | D30 | D3030 | D3030224 | CNRSE | CNRSE ST-FAC
MYP-2548-SSC-03 | MAYPOR-2548 | CONDENSING UNIT CU-3 | MITSUBISHI | PUZ-A18NKA7 | FACILITIES | BOTH | D30 | D3030 | D3030224 | CNRSE | CNRSE ST-FAC
MYP-2548-SSC-04 | MAYPOR-2548 | CONDENSING UNIT CU-4 | MITSUBISHI | NO # | FACILITIES | BOTH | D30 | D3030 | D3030224 | CNRSE | CNRSE ST-FAC
MYP-2548-SSC-07 | MAYPOR-2548 | CONDENSING UNIT CU-7 | MITSUBISHI | PUZ-A18NKA7 | FACILITIES | BOTH | D30 | D3030 | D3030224 | CNRSE | CNRSE ST-FAC
MYP-2548-SSC-08 | MAYPOR-2548 | CONDENSING UNIT CU-8 | MITSUBISHI | PUZ-A18NKA7 | FACILITIES | BOTH | D30 | D3030 | D3030224 | CNRSE | CNRSE ST-FAC
MYP-2548-SSC-09 | MAYPOR-2548 | CONDENSING UNIT CU-09 | MITSUBISHI | PUZ-A18NKA7 | FACILITIES | BOTH | D30 | D3030 | D3030224 | CNRSE | CNRSE ST-FAC
MYP-2548-SSC-10 | MAYPOR-2548 | CONDENSING UNIT CU-10 | MITSUBISHI | PUZ-A18NKA7 | FACILITIES | BOTH | D30 | D3030 | D3030224 | CNRSE | CNRSE ST-FAC
MYP-2548-UHG-00 | MAYPOR-2548 | INFRARED GAS HEATER | SPACE RAY | PTS150-40-ALC-N5 | FACILITIES | BOTH | E10 | E1090 | E1090999 | CNRSE | CNRSE ST-FAC
MYP-2548-UHG-01 | MAYPOR-2548 | INFRARED GAS HEATER | SPACE RAY | PTS150-40-ALC-N5 | FACILITIES | BOTH | E10 | E1090 | E1090999 | CNRSE | CNRSE ST-FAC
MYP-2548-UHG-02 | MAYPOR-2548 | INFRARED GAS HEATER | SPACE RAY | PTS150-40-ALC-N5 | FACILITIES | BOTH | E10 | E1090 | E1090999 | CNRSE | CNRSE ST-FAC
MYP-2548-UHG-03 | MAYPOR-2548 | INFRARED GAS HEATER | SPACE RAY | PTS150-40-ALC-N5 | FACILITIES | BOTH | E10 | E1090 | E1090999 | CNRSE | CNRSE ST-FAC
MYP-2548-UHG-04 | MAYPOR-2548 | INFRARED GAS HEATER | SPACE RAY | PTS150-40-ALC-N5 | FACILITIES | BOTH | E10 | E1090 | E1090999 | CNRSE | CNRSE ST-FAC
MYP-2548-UHG-05 | MAYPOR-2548 | INFRARED GAS HEATER | SPACE RAY | PTS150-40-ALC-N5 | FACILITIES | BOTH | E10 | E1090 | E1090999 | CNRSE | CNRSE ST-FAC
MYP-2548-UHG-06 | MAYPOR-2548 | INFRARED GAS HEATER | SPACE RAY | PTS150-40-ALC-N5 | FACILITIES | BOTH | E10 | E1090 | E1090999 | CNRSE | CNRSE ST-FAC
MYP-2548-UHG-07 | MAYPOR-2548 | INFRARED GAS HEATER | SPACE RAY | PTS150-40-ALC-N5 | FACILITIES | BOTH | E10 | E1090 | E1090999 | CNRSE | CNRSE ST-FAC
MYP-2548-UHG-08 | MAYPOR-2548 | INFRARED GAS HEATER | SPACE RAY | PTS150-40-ALC-N5 | FACILITIES | BOTH | E10 | E1090 | E1090999 | CNRSE | CNRSE ST-FAC
MYP-2548-UHG-09 | MAYPOR-2548 | INFRARED GAS HEATER | SPACE RAY | PTS150-40-ALC-N5 | FACILITIES | BOTH | E10 | E1090 | E1090999 | CNRSE | CNRSE ST-FAC
MYP-2548-UHG-10 | MAYPOR-2548 | INFRARED GAS HEATER | SPACE RAY | PTS150-40-ALC-N5 | FACILITIES | BOTH | E10 | E1090 | E1090999 | CNRSE | CNRSE ST-FAC
MYP-2548-UHG-11 | MAYPOR-2548 | INFRARED GAS HEATER | SPACE RAY | PTS150-40-ALC-N5 | FACILITIES | BOTH | E10 | E1090 | E1090999 | CNRSE | CNRSE ST-FAC
MYP-2549-SDI-10 | MAYPOR-2549 | SPLIT SYS. HEAT PUMP INDOOR UNIT SSAC-10 | MITSHUBISHI | PKA-A18HA7 | FACILITIES | BOTH | D30 | D3040 | D3040904 | CNRSE | CNRSE ST-FAC
MYP-2549-SDI-O9 | MAYPOR-2549 | SPLIT SYS. HEAT PUMP INDOOR UNIT SSAC-9 | MITSHUBISHI | PKA-A18HA7 | FACILITIES | BOTH | D30 | D3040 | D3040904 | CNRSE | CNRSE ST-FAC
MYP-2549-SSC-10 | MAYPOR-2549 | CONDENSING UNIT CU-10 | MITSHUBISHI | PUZ-A18NKA7 | FACILITIES | BOTH | D30 | D3030 | D3030221 | CNRSE | CNRSE ST-FAC
MYP-2549-SSC-O9 | MAYPOR-2549 | CONDENSING UNIT CU-9 | MITSHUBISHI | PUZ-A18NKA7 | FACILITIES | BOTH | D30 | D3030 | D3030221 | CNRSE | CNRSE ST-FAC
MYP-2549-UHG-00 | MAYPOR-2549 | INFRARED GAS HEATER | SPACE RAY | PTS50-20-ALC-N5 | FACILITIES | BOTH | E10 | E1090 | E1090999 | CNRSE | CNRSE ST-FAC
MYP-2549-UHG-01 | MAYPOR-2549 | INFRARED GAS HEATER | SPACE RAY | PTS75-40-ALC-N5 | FACILITIES | BOTH | E10 | E1090 | E1090999 | CNRSE | CNRSE ST-FAC
MYP-2549-UHG-02 | MAYPOR-2549 | INFRARED GAS HEATER | SPACE RAY | PTS125-60-ALC-N5 | FACILITIES | BOTH | E10 | E1090 | E1090999 | CNRSE | CNRSE ST-FAC
MYP-2549-UHG-03 | MAYPOR-2549 | INFRARED GAS HEATER | SPACE RAY | PTS125-60-ALC-N5 | FACILITIES | BOTH | E10 | E1090 | E1090999 | CNRSE | CNRSE ST-FAC
MYP-25-CGA-01 | MAYPOR-25 | CONDENSING UNIT, AIR COOLED (3-TON) | TRANE | TWR036C100A3 | FACILITIES | BOTH | D30 | D3030 | D3030221 | CNRSE | CNRSE ST-FAC
MYP-25-CGA-03 | MAYPOR-25 | CONDENSING UNIT, AIR COOLED (2 TON) | DAIKIN | GSZ140241LA | FACILITIES | BOTH | D30 | D3030 | D3030221 | CNRSE | CNRSE ST-FAC
MYP-25-SDH-02 | MAYPOR-25 | CONDENSER WITH HEAT PUMP 3.5 TON | CARRIER | 25SCA542A300 | FACILITIES | BOTH | D30 | D3030 | D3030224 | CNRSE | CNRSE ST-FAC
MYP-25-SDI-01 | MAYPOR-25 | SPLIT DUCTLESS SYSTEM, INDOOR UNIT (2 TON) | MITSUBISHI | MSY-AZ4NA | FACILITIES | BOTH | D30 | D3040 | D3040904 | CNRSE | CNRSE ST-FAC
MYP-25-SDO-01 | MAYPOR-25 | SPLIT DUCTLESS UNIT, OUTDOOR UNIT (2-TON) | MITSUBISHI | MUY-A24NA | FACILITIES | BOTH | D30 | D3030 | D3030223 | CNRSE | CNRSE ST-FAC
MYP-25-SSP-01 | MAYPOR-25 | SPLIT SYSTEM HEAT PUMP, INDOOR UNIT (1-1/2 TON) | TRANE | TWE018C14FB0 | FACILITIES | BOTH | D30 | D3040 | D3040905 | CNRSE | CNRSE ST-FAC
MYP-25-SSP-02 | MAYPOR-25 | SPLIT SYSTEM HEAT PUMP, INDOOR UNIT (3-TON) | TRANE | TWE042C14FC0 | FACILITIES | BOTH | D30 | D3040 | D3040905 | CNRSE | CNRSE ST-FAC
MYP-25-UHG-01 | MAYPOR-25 | UNIT HEATERS - GAS (20 MBH) | DAYTON | Unknown | FACILITIES | BOTH | D30 | D3050 | D3050120 | CNRSE | CNRSE ST-FAC
MYP-265-CDX-00 | MAYPOR-265 | CONDENSER, DX, AIR COOLED, 5 TON | TRANE | 4TWR4060E1000BA | FACILITIES | CIMU | D30 | D3030 | D3030901 | CNRSE | CNRSE ST-FAC
MYP-265-SSP-00 | MAYPOR-265 | SPLIT SYSTEM DX (AC ONLY) INDOOR UNIT, 5 TON | TRANE | TEM4A0C60S51SAA | FACILITIES | CIMU | D30 | D3040 | D3040905 | CNRSE | CNRSE ST-FAC
MYP-2771-SDI-01 | MAYPOR-2771 | SPLIT DUCTLESS SYSTEM, INDOOR UNIT 2 TON | Unknown | Unknown | FACILITIES | BOTH | D30 | D3040 | D3040904 | CNRSE | CNRSE ST-FAC
MYP-2771-SDI-02 | MAYPOR-2771 | SPLIT DUCTLESS SYSTEM, INDOOR UNIT 2 TON | Unknown | Unknown | FACILITIES | BOTH | D30 | D3040 | D3040904 | CNRSE | CNRSE ST-FAC
MYP-2771-SDO-01 | MAYPOR-2771 | SPLIT DUCTLESS UNIT, OUTDOOR UNIT 2 TON | Unknown | Unknown | FACILITIES | BOTH | D30 | D3030 | D3030223 | CNRSE | CNRSE ST-FAC
MYP-2771-SDO-03 | MAYPOR-2771 | SPLIT DUCTLESS OUTDOOR UNIT, 2 TON | DAIKIN | RX24AXVJU | FACILITIES | BOTH | D30 | D3030 | D3030223 | CNRSE | CNRSE ST-FAC
MYP-2814-AHC-01 | MAYPOR-2814 | AIR HANDLING UNIT CENTRAL STA EXTERIOR | AAON | RQ-003-8-H-EA09-122 | FACILITIES | BOTH | D30 | D3040 | D3040110 | CNRSE | CNRSE ST-FAC
MYP-298-ACE-00 | MAYPOR-298 | ROOFTOP PKG A/C, AIR COOLED | TRANE | 4TCC3060A1000AA | FACILITIES | BOTH | D30 | D3050 | D3050201 | CNRSE | CNRSE ST-FAC
MYP-298-AHC-00 | MAYPOR-298 | HW/CW AIR HANDLING UNIT | TRANE | MCCB040UA0C0UA | FACILITIES | BOTH | D30 | D3040 | D3040110 | CNRSE | CNRSE ST-FAC
MYP-298-CDX-00 | MAYPOR-298 | DX Condenser, Air Cooled 60 TON | AMERICAN STANDARD | 4A6H4060Q1000AA | FACILITIES | BOTH | D30 | D3030 | D3030901 | CNRSE | CNRSE ST-FAC
MYP-298-CPS-00 | MAYPOR-298 | HW CIRCULATING PUMP | MARATHON | 1510 BF 8.375 | FACILITIES | BOTH | D30 | D3040 | D3040330 | CNRSE | CNRSE ST-FAC
MYP-298-CPS-01 | MAYPOR-298 | CW CIRCULATING PUMP | NEMA | 00518ET3E184T-S | FACILITIES | BOTH | D30 | D3040 | D3040330 | CNRSE | CNRSE ST-FAC
MYP-298-CRA-00 | MAYPOR-298 | CHILLER, RECIP, AIR COOLED | TRANE | CGAM060A2002AXB2 | FACILITIES | BOTH | D30 | D3030 | D3030135 | CNRSE | CNRSE ST-FAC
MYP-298-FCD-00 | MAYPOR-298 | FAN COIL UNIT | Unknown | 121-1L-CPA | FACILITIES | BOTH | D30 | D3040 | D3040124 | CNRSE | CNRSE ST-FAC
MYP-298-FSR-04 | MAYPOR-298 | SUPPLY FAN, ROOFTOP SF-2 | COOK | 240 SEP 24 SEP | FACILITIES | BOTH | D30 | D3040 | D3040240 | CNRSE | CNRSE ST-FAC
MYP-298-FSR-05 | MAYPOR-298 | SUPPLY FAN, ROOFTOP SF-1 | COOK | 240 SEP 24 SEP | FACILITIES | BOTH | D30 | D3040 | D3040240 | CNRSE | CNRSE ST-FAC
MYP-298-SDI-00 | MAYPOR-298 | SPLIT DUCTLESS SYSTEM, INDOOR UNIT | Unknown | MSY-GE12NA | FACILITIES | BOTH | D30 | D3040 | D3040904 | CNRSE | CNRSE ST-FAC
MYP-298-SDI-01 | MAYPOR-298 | SPLIT DUCTLESS SYSTEM, INDOOR UNIT | Unknown | RAS-09EKV-UL | FACILITIES | BOTH | D30 | D3040 | D3040904 | CNRSE | CNRSE ST-FAC
MYP-298-SDI-02 | MAYPOR-298 | SPLIT DUCTLESS SYSTEM, INDOOR UNIT | Unknown | RAS-09EKV-UL | FACILITIES | BOTH | D30 | D3040 | D3040904 | CNRSE | CNRSE ST-FAC
MYP-298-SDS-00 | MAYPOR-298 | SPLIT DUCTLESS HEAT PUMP, OUTDOOR UNIT | MITSUBISHI | MUY-GE12NA | FACILITIES | BOTH | D30 | D3030 | D3030225 | CNRSE | CNRSE ST-FAC
MYP-298-SDS-01 | MAYPOR-298 | SPLIT DUCTLESS HEAT PUMP, OUTDOOR UNIT | TOSHIBA | RAS-09EAV-UL | FACILITIES | BOTH | D30 | D3030 | D3030225 | CNRSE | CNRSE ST-FAC
MYP-298-SDS-02 | MAYPOR-298 | SPLIT DUCTLESS HEAT PUMP, OUTDOOR UNIT | TOSHIBA | Unknown | FACILITIES | BOTH | D30 | D3030 | D3030225 | CNRSE | CNRSE ST-FAC
MYP-298-SSP-00 | MAYPOR-298 | DX AIR HANDLING UNIT | Unknown | TWE060A100CA | FACILITIES | BOTH | D30 | D3040 | D3040905 | CNRSE | CNRSE ST-FAC
MYP-298-VAT-00 | MAYPOR-298 | VAV | Unknown | VCWF08000G0DD03F0002L1W | FACILITIES | BOTH | D30 | D3040 | D3040132 | CNRSE | CNRSE ST-FAC
MYP-299-AHC-00 | MAYPOR-299 | DX AIR HANDLING UNITS | Unknown | TAM7B0C60H51SCB | FACILITIES | BOTH | D30 | D3040 | D3040905 | CNRSE | CNRSE ST-FAC
MYP-299-CDX-00 | MAYPOR-299 | DX: CONDENSER, AIR COOLED | Unknown | 4TWB3042A1000BB | FACILITIES | BOTH | D30 | D3030 | D3030901 | CNRSE | CNRSE ST-FAC
MYP-299-CDX-01 | MAYPOR-299 | DX: CONDENSER, AIR COOLED | Unknown | 4TWR4060E1000BA | FACILITIES | BOTH | D30 | D3030 | D3030901 | CNRSE | CNRSE ST-FAC
MYP-299-SSP-00 | MAYPOR-299 | DX AIR HANDLING UNITS | Unknown | 4TEC3F42C1000AA | FACILITIES | BOTH | D30 | D3040 | D3040905 | CNRSE | CNRSE ST-FAC
MYP-338-ACS-00 | MAYPOR-338 | AIR CURTAIN | MARS AIR SYSTEMS | STD36-1UD-BG | FACILITIES | BOTH | D30 | D3090 | D3090903 | CNRSE | CNRSE ST-FAC
MYP-338-ACS-01 | MAYPOR-338 | AIR CURTAIN | MARS AIR SYSTEMS | 6'6"HV | FACILITIES | BOTH | D30 | D3090 | D3090903 | CNRSE | CNRSE ST-FAC
MYP-338-ACS-02 | MAYPOR-338 | AIR CURTAIN | MARS AIR SYSTEMS | 36 | FACILITIES | BOTH | D30 | D3090 | D3090903 | CNRSE | CNRSE ST-FAC
MYP-338-ACS-03 | MAYPOR-338 | AIR CURTAIN | MARS AIR SYSTEMS | LPV60-IUD-CB | FACILITIES | BOTH | D30 | D3090 | D3090903 | CNRSE | CNRSE ST-FAC
MYP-338-ACS-04 | MAYPOR-338 | AIR CURTAIN | MARS AIR SYSTEMS | STD248-IUD-OB | FACILITIES | BOTH | D30 | D3090 | D3090903 | CNRSE | CNRSE ST-FAC
MYP-338-ACS-06 | MAYPOR-338 | AIR CURTAIN | MARS AIR SYSTEMS | STD248-IUD-OB | FACILITIES | BOTH | D30 | D3090 | D3090903 | CNRSE | CNRSE ST-FAC
MYP-338-AHC-00 | MAYPOR-338 | AIR HANDLING UNIT, CENTRAL STA, 13.5-TON. | DAIKIN | CAH010GDAC | FACILITIES | BOTH | D30 | D3040 | D3040110 | CNRSE | CNRSE ST-FAC
MYP-338-AHC-01 | MAYPOR-338 | AIR HANDLING UNIT, CENTRAL STA, 12-TON | MCQUAY | LAH015ADH | FACILITIES | BOTH | D30 | D3040 | D3040110 | CNRSE | CNRSE ST-FAC
MYP-338-AHC-04 | MAYPOR-338 | AIR HANDLING UNIT, KITCHEN | TRANE | BCVC090G1A0C1M07P000000A02DL1 | FACILITIES | CIMU | D30 | D3040 | D3040110 | CNRSE | CNRSE ST-FAC
MYP-338-AHR-01 | MAYPOR-338 | AIR HANDLING UNIT, ROOFTOP, MUA-1, 5000 CFM | DAIKIN | OAH017GDAC | FACILITIES | BOTH | D30 | D3040 | D3040114 | CNRSE | CNRSE ST-FAC
MYP-338-AHR-02 | MAYPOR-338 | AIR HANDLING UNIT, ROOFTOP, MUA-1, 10000 CFM | DAIKIN | OAH025GDAC | FACILITIES | BOTH | D30 | D3040 | D3040114 | CNRSE | CNRSE ST-FAC
MYP-338-CCC-01 | MAYPOR-338 | CHILLER, CENTRIFUGAL, WTR COOLED, 100-TON | DAIKIN | WMC145DCN-ER0B | FACILITIES | BOTH | D30 | D3030 | D3030140 | CNRSE | CNRSE ST-FAC
MYP-338-CFW-01 | MAYPOR-338 | CHEMICAL FEEDWATER, 5-GALLON | Unknown | Unknown | FACILITIES | BOTH | D30 | D3090 | D3090902 | CNRSE | CNRSE ST-FAC
MYP-338-CPS-00 | MAYPOR-338 | CIRCULATING PUMP, END SUCTION 7.5 HP | BELL AND GOSSETT | 1510 SSF 9.5 | FACILITIES | BOTH | D30 | D3040 | D3040330 | CNRSE | CNRSE ST-FAC
MYP-338-CPS-01 | MAYPOR-338 | CIRCULATING PUMP, END SUCTION 7.5 HP | BELL GOSSETT | 1510 SSF 7 | FACILITIES | BOTH | D30 | D3040 | D3040330 | CNRSE | CNRSE ST-FAC
MYP-338-CPS-02 | MAYPOR-338 | CIRCULATING PUMP, END SUCTION 7.5 HP | BELL GOSSETT | 1510 SSF 9.5 | FACILITIES | BOTH | D30 | D3040 | D3040330 | CNRSE | CNRSE ST-FAC
MYP-338-CPS-03 | MAYPOR-338 | HW CIRCULATING PUMP | Unknown | E90 | FACILITIES | BOTH | D30 | D3040 | D3040330 | CNRSE | CNRSE ST-FAC
MYP-338-CRP-00 | MAYPOR-338 | CONDENSATE RETURN PUMP 3/4 HP | Unknown | WC-6-20-8 | FACILITIES | BOTH | D30 | D3040 | D3040312 | CNRSE | CNRSE ST-FAC
MYP-338-CTS-01 | MAYPOR-338 | COOLING TOWER, STAINLESS STEEL, 57-TON | MARLEY | MD10109188-A1 | FACILITIES | BOTH | D30 | D3030 | D3030330 | CNRSE | CNRSE ST-FAC
MYP-338-DDC-01 | MAYPOR-338 | DIRECT DIGITAL CONTROL (DDC) SYSTEM | DISTECH CONTROLS | EC-BOS-6AX | FACILITIES | BOTH | D30 | D3060 | D3060905 | CNRSE | CNRSE ST-FAC
MYP-338-HST-00 | MAYPOR-338 | HEAT EXCHANGER, 96 GPM | BELL AND GOSSETT | BY526008024001 | FACILITIES | BOTH | D30 | D3040 | D3040620 | CNRSE | CNRSE ST-FAC
MYP-338-PMP-01 | MAYPOR-338 | CIRCULATING PUMP 1 HP | BELL AND GOSSETT | E90 | FACILITIES | BOTH | D20 | D2020 | D2020906 | CNRSE | CNRSE ST-FAC
MYP-338-PMP-02 | MAYPOR-338 | CIRCULATING PUMP 1 HP | BELL AND GOSSETT | E90 | FACILITIES | BOTH | D20 | D2020 | D2020906 | CNRSE | CNRSE ST-FAC
MYP-338-SDI-00 | MAYPOR-338 | SPLIT DUCTLESS SYSTEM, INDOOR UNIT | MITSUBISHI | MSZ-HM18NA | FACILITIES | BOTH | D30 | D3040 | D3040904 | CNRSE | CNRSE ST-FAC
MYP-338-SDI-01 | MAYPOR-338 | SPLIT DUCTLESS SYSTEM, INDOOR UNIT | MITSUBISHI | MSZ-GE18NA | FACILITIES | BOTH | D30 | D3040 | D3040904 | CNRSE | CNRSE ST-FAC
MYP-338-SDO-01 | MAYPOR-338 | SPLIT DUCTLESS HEAT PUMP, OUTDOOR UNIT, 1 1/2-TON | MITSUBISHI | MUZ-GE18NA | FACILITIES | BOTH | D30 | D3030 | D3030225 | CNRSE | CNRSE ST-FAC
MYP-338-SDO-02 | MAYPOR-338 | SPLIT DUCTLESS HEAT PUMP, OUTDOOR UNIT, 1 1/2-TON | MITSUBISHI | MUZ-HM18NA | FACILITIES | BOTH | D30 | D3030 | D3030225 | CNRSE | CNRSE ST-FAC
MYP-338-TPR-01 | MAYPOR-338 | ROOFTOP A/C , 3-TON | CAPTIVE AIRE | A1-G10-MPU | FACILITIES | BOTH | D30 | D3050 | D3050175 | CNRSE | CNRSE ST-FAC
MYP-338-TPR-02 | MAYPOR-338 | ROOFTOP A/C , 6-TON | CAPTIVE AIRE | A2-G12-MPU | FACILITIES | BOTH | D30 | D3050 | D3050175 | CNRSE | CNRSE ST-FAC
MYP-338-TPR-03 | MAYPOR-338 | ROOFTOP A/C , 3-TON | CAPTIVE AIRE | A3-G18-MPU | FACILITIES | BOTH | D30 | D3050 | D3050175 | CNRSE | CNRSE ST-FAC
MYP-338-TPR-04 | MAYPOR-338 | ROOFTOP A/C , 3-TON | CAPTIVE AIRE | A3-G10-MPU | FACILITIES | BOTH | D30 | D3050 | D3050175 | CNRSE | CNRSE ST-FAC
MYP-350-AHC-00 | MAYPOR-350 | AIR HANDLING UNITS | TRANE | MCCB025UA0C0UB | FACILITIES | BOTH | D30 | D3040 | D3040110 | CNRSE | CNRSE ST-FAC
MYP-350-AHC-01 | MAYPOR-350 | AIR HANDLING UNITS | BOHN | NO NAME PLATE | FACILITIES | BOTH | D30 | D3040 | D3040110 | CNRSE | CNRSE ST-FAC
MYP-350-CAD-00 | MAYPOR-350 | AIR DRYER | HANKINSON | NO NAME PLATE | FACILITIES | CIMU | D30 | D3060 | D3060904 | CNRSE | CNRSE ST-FAC
MYP-350-CDX-00 | MAYPOR-350 | DX CONDENSER, AIR COOLED | GOODMAN | PAINTED OVER | FACILITIES | BOTH | D30 | D3030 | D3030901 | CNRSE | CNRSE ST-FAC
MYP-350-CID-00 | MAYPOR-350 | HVAC CONTROLS, ELECTRIC, DIGITAL VFD (15) HP | DANFOSS | 175Z7361 | FACILITIES | BOTH | D30 | D3060 | D3060901 | CNRSE | CNRSE ST-FAC
MYP-350-CPS-00 | MAYPOR-350 | CW CIRCULATING PUMP | WEINMAN | 2-KB-1 | FACILITIES | CIMU | D30 | D3040 | D3040330 | CNRSE | CNRSE ST-FAC
MYP-350-CRA-00 | MAYPOR-350 | CHILLER - 'J'-ANNEX | DAIKIN MCQUAY | AGZ070EPMNN-ER00 | FACILITIES | CIMU | D30 | D3030 | D3030135 | CNRSE | CNRSE ST-FAC
MYP-350-FCD-00 | MAYPOR-350 | FAN COIL A/C, DUCT MOUNT, 2 PIPE | CARRIER | 42CFA10ALDQ5AKYY | FACILITIES | BOTH | D30 | D3040 | D3040124 | CNRSE | CNRSE ST-FAC
MYP-350-FCD-01 | MAYPOR-350 | Air Handling Unit, Central Station,10000 CFM | CARRIER | 42CFA10ALDQ5AKYY | FACILITIES | BOTH | D30 | D3040 | D3040124 | CNRSE | CNRSE ST-FAC
MYP-350-FCD-02 | MAYPOR-350 | Air Handling Unit, Central Station,10000 CFM | CARRIER | 42CFA10ALDQ5AKYY | FACILITIES | BOTH | D30 | D3040 | D3040124 | CNRSE | CNRSE ST-FAC
MYP-350-FCD-03 | MAYPOR-350 | Air Handling Unit, Central Station,10000 CFM | CARRIER | 42CFA10ALDQ5AKYY | FACILITIES | BOTH | D30 | D3040 | D3040124 | CNRSE | CNRSE ST-FAC
MYP-350-FCD-04 | MAYPOR-350 | Air Handling Unit, Central Station,10000 CFM | CARRIER | 42CFA10ALDQ5AKYY | FACILITIES | BOTH | D30 | D3040 | D3040124 | CNRSE | CNRSE ST-FAC
MYP-350-SDI-00 | MAYPOR-350 | SPLIT DUCTLESS SYSTEM, INDOOR UNIT | MITSUBISHI | MSZ-GE18NA | FACILITIES | BOTH | D30 | D3040 | D3040904 | CNRSE | CNRSE ST-FAC
MYP-350-SDI-01 | MAYPOR-350 | SPLIT DUCTLESS SYSTEM, INDOOR UNIT | MITSUBISHI | MSZ-GE12NA | FACILITIES | CIMU | D30 | D3040 | D3040904 | CNRSE | CNRSE ST-FAC
MYP-350-SDI-02 | MAYPOR-350 | SPLIT DUCTLESS SYSTEM, INDOOR UNIT | MITSUBISHI | MSZ-GE12NA | FACILITIES | CIMU | D30 | D3040 | D3040904 | CNRSE | CNRSE ST-FAC
MYP-350-SDI-03 | MAYPOR-350 | SPLIT DUCTLESS SYSTEM, INDOOR UNIT | MITSUBISHI | MSZ-GE12NA | FACILITIES | CIMU | D30 | D3040 | D3040904 | CNRSE | CNRSE ST-FAC
MYP-350-SDI-04 | MAYPOR-350 | SPLIT DUCTLESS SYSTEM, INDOOR UNIT | MITSUBISHI | MSZ-GE12NA | FACILITIES | CIMU | D30 | D3040 | D3040904 | CNRSE | CNRSE ST-FAC
MYP-350-SDI-05 | MAYPOR-350 | SPLIT DUCTLESS SYSTEM, INDOOR UNIT 2 TON | MITSUBISHI | MSZ-WR24NA | FACILITIES | BOTH | D30 | D3040 | D3040904 | CNRSE | CNRSE ST-FAC
MYP-350-SDI-06 | MAYPOR-350 | SPLIT DUCTLESS SYSTEM, INDOOR UNIT 2 TON | MITSUBISHI | MSZ-WR24NA | FACILITIES | BOTH | D30 | D3040 | D3040904 | CNRSE | CNRSE ST-FAC
MYP-350-SDS-00 | MAYPOR-350 | SPLIT DUCTLESS HEAT PUMP, OUTDOOR UNIT | MITSUBISHI | MUZ-GL18NA | FACILITIES | BOTH | D30 | D3030 | D3030225 | CNRSE | CNRSE ST-FAC
MYP-350-SDS-01 | MAYPOR-350 | SPLIT DUCTLESS HEAT PUMP, OUTDOOR UNIT | MITSUBISHI | MUZ-GE12NA2 | FACILITIES | CIMU | D30 | D3030 | D3030225 | CNRSE | CNRSE ST-FAC
MYP-350-SDS-02 | MAYPOR-350 | SPLIT DUCTLESS HEAT PUMP, OUTDOOR UNIT | MITSUBISHI | MUZ-GE12NA | FACILITIES | CIMU | D30 | D3030 | D3030225 | CNRSE | CNRSE ST-FAC
MYP-350-SDS-03 | MAYPOR-350 | SPLIT DUCTLESS HEAT PUMP, OUTDOOR UNIT | MITSUBISHI | MXZ-2B20NA | FACILITIES | CIMU | D30 | D3030 | D3030225 | CNRSE | CNRSE ST-FAC
MYP-350-SDS-04 | MAYPOR-350 | SPLIT DUCTLESS HEAT PUMP, OUTDOOR UNIT 2 TON | MITSUBISHI | MUZ-WR24NA | FACILITIES | BOTH | D30 | D3030 | D3030225 | CNRSE | CNRSE ST-FAC
MYP-350-SDS-05 | MAYPOR-350 | SPLIT DUCTLESS HEAT PUMP, OUTDOOR UNIT 2 TON | MITSUBISHI | MUZ-WR24NA | FACILITIES | BOTH | D30 | D3030 | D3030225 | CNRSE | CNRSE ST-FAC
MYP-350-SSP-01 | MAYPOR-350 | SPLIT SYSTEM HEAT PUMP, INDOOR UNIT - 4 TON | GOODMAN | ARUF31B14AC | FACILITIES | BOTH | D30 | D3040 | D3040905 | CNRSE | CNRSE ST-FAC
MYP-350-UHE-00 | MAYPOR-350 | UNIT HEATERS | Unknown | O616-2.5-1N1-208 | FACILITIES | CIMU | D30 | D3050 | D3050901 | CNRSE | CNRSE ST-FAC
MYP-350-VAT-00 | MAYPOR-350 | VAV | TITUS | DESV | FACILITIES | CIMU | D30 | D3040 | D3040132 | CNRSE | CNRSE ST-FAC
MYP-351-AHC-00 | MAYPOR-351 | AIR HANDLING UNITS | TRANE | MCCB014UA0A0UB | FACILITIES | BOTH | D30 | D3040 | D3040110 | CNRSE | CNRSE ST-FAC
MYP-351-CDX-01 | MAYPOR-351 | DX: CONDENSER, AIR COOLED | TRANE | 2TTA0060A3000AA | FACILITIES | BOTH | D30 | D3030 | D3030901 | CNRSE | CNRSE ST-FAC
MYP-351-CDX-02 | MAYPOR-351 | DX: CONDENSER, AIR COOLED | TRANE | 4TTA3060D3000CA | FACILITIES | BOTH | D30 | D3030 | D3030901 | CNRSE | CNRSE ST-FAC
MYP-351-CDX-03 | MAYPOR-351 | DX: CONDENSER, AIR COOLED | TRANE | 4TTA3060D3000CA | FACILITIES | BOTH | D30 | D3030 | D3030901 | CNRSE | CNRSE ST-FAC
MYP-351-CDX-06 | MAYPOR-351 | DX CONDENSER, AIR COOLED, 5TON | CARRIER | 24ABB360A520 | FACILITIES | BOTH | D30 | D3030 | D3030901 | CNRSE | CNRSE ST-FAC
MYP-351-CDX-07 | MAYPOR-351 | CONDENSER, DX, AIR COOLED, 5TON | CARRIER | 24ABB360A520 | FACILITIES | BOTH | D30 | D3030 | D3030901 | CNRSE | CNRSE ST-FAC
MYP-351-CID-00 | MAYPOR-351 | HVAC CONTROLS, ELECTRIC, DIGITAL VFD (5) HP | ABB | AYK580-01-017A-2 | FACILITIES | BOTH | D30 | D3060 | D3060901 | CNRSE | CNRSE ST-FAC
MYP-351-CPS-02 | MAYPOR-351 | CW: CIRCULATING PUMP | AURORA | 321 BP O | FACILITIES | BOTH | D30 | D3040 | D3040330 | CNRSE | CNRSE ST-FAC
MYP-351-CPS-03 | MAYPOR-351 | CW: CIRCULATING PUMP | Unknown | NO NAME PLATE | FACILITIES | BOTH | D30 | D3040 | D3040330 | CNRSE | CNRSE ST-FAC
MYP-351-CPS-04 | MAYPOR-351 | CIRCULATING PUMP | BELL AND GOSSETT | 1531 BF 8.5 | FACILITIES | BOTH | D30 | D3040 | D3040330 | CNRSE | CNRSE ST-FAC
MYP-351-CPS-05 | MAYPOR-351 | CIRCULATING PUMP | Unknown | NO NAME PLATE | FACILITIES | BOTH | D30 | D3040 | D3040330 | CNRSE | CNRSE ST-FAC
MYP-351-CRA-03 | MAYPOR-351 | Chiller, Reciprocating, Air Cooled, 65 TN | DAIKIN | AGZ066EDSEPNNOB | FACILITIES | BOTH | D30 | D3030 | D3030135 | CNRSE | CNRSE ST-FAC
MYP-351-CSA-01 | MAYPOR-351 | CHILLER, SCROLL, AIRCOOLED | DAIKIN APPLIED AMERICAS INC | DAIKIN AGZ066EDSEPNNOB | FACILITIES | BOTH | D30 | D3030 | D3030120 | CNRSE | CNRSE ST-FAC
MYP-351-SSP-01 | MAYPOR-351 | DX AIR HANDLING UNIT | Unknown | NO ACCESS | FACILITIES | BOTH | D30 | D3040 | D3040905 | CNRSE | CNRSE ST-FAC
MYP-351-SSP-02 | MAYPOR-351 | DX AIR HANDLING UNIT | TRANE | TEM3A0C60S51SAA | FACILITIES | BOTH | D30 | D3040 | D3040905 | CNRSE | CNRSE ST-FAC
MYP-351-SSP-03 | MAYPOR-351 | DX AIR HANDLING UNIT | TRANE | TEM3A0C60S51SAA | FACILITIES | BOTH | D30 | D3040 | D3040905 | CNRSE | CNRSE ST-FAC
MYP-351-SSP-06 | MAYPOR-351 | SPLIT SYSTEM, INDOOR UNIT | CARRIER | FG4ANBD60L00 | FACILITIES | BOTH | D30 | D3040 | D3040905 | CNRSE | CNRSE ST-FAC
MYP-351-SSP-07 | MAYPOR-351 | SPLIT SYSTEM, INDOOR UNIT | CARRIER | FG4ANBD60L00 | FACILITIES | BOTH | D30 | D3040 | D3040905 | CNRSE | CNRSE ST-FAC
MYP-352-AHC-01 | MAYPOR-352 | Air Handling Unit, Central Station,10000 CFM | CARRIER | FB4ANF048 | FACILITIES | BOTH | D30 | D3040 | D3040905 | CNRSE | CNRSE ST-FAC
MYP-352-SDH-01 | MAYPOR-352 | SPLIT SYSTEM OUTDOOR UNIT HEAT PUMP | Unknown | Unknown | FACILITIES | BOTH | D30 | D3050 | D3050170 | CNRSE | CNRSE ST-FAC
MYP-354-CDX-00 | MAYPOR-354 | DX CONDENSER, AIR COOLED | GOODMAN | GSZ140361KE | FACILITIES | BOTH | D30 | D3030 | D3030901 | CNRSE | CNRSE ST-FAC
MYP-354-SSP-00 | MAYPOR-354 | DX AIR HANDLING UNIT | GOODMAN | ARUF37D14AC | FACILITIES | BOTH | D30 | D3040 | D3040905 | CNRSE | CNRSE ST-FAC
MYP-354-UHE-01 | MAYPOR-354 | UNIT HEATER, ELECTRIC | EMERSON | MUH-03-2 | FACILITIES | BOTH | D30 | D3050 | D3050901 | CNRSE | CNRSE ST-FAC
MYP-354-UHE-02 | MAYPOR-354 | UNIT HEATER, ELECTRIC | EMERSON | MUH-03-2 | FACILITIES | BOTH | D30 | D3050 | D3050901 | CNRSE | CNRSE ST-FAC
MYP-354-UHG-01 | MAYPOR-354 | UNIT HEATER, HOT WATER | Unknown | NO NAME PLATE | FACILITIES | BOTH | D30 | D3050 | D3050120 | CNRSE | CNRSE ST-FAC
MYP-354-UHG-02 | MAYPOR-354 | UNIT HEATER, HOT WATER | Unknown | NO NAME PLATE | FACILITIES | BOTH | D30 | D3050 | D3050120 | CNRSE | CNRSE ST-FAC
MYP-365-ACE-00 | MAYPOR-365 | PKG A/C, AIR COOLED, ELEC HEAT, 2 1/2 TON | TRANE | 2WCC3042A1000AA | FACILITIES | BOTH | D30 | D3050 | D3050201 | CNRSE | CNRSE ST-FAC
MYP-365-ACE-01 | MAYPOR-365 | PKG A/C, AIR COOLED, ELEC HEAT, 5 TON | CARRIER | 50HCQA06A2A5A0A0A0 | FACILITIES | BOTH | D30 | D3050 | D3050201 | CNRSE | CNRSE ST-FAC
MYP-365-ACE-02 | MAYPOR-365 | PKG A/C, AIR COOLED, ELEC HEAT, 5 TON | CARRIER | 50HCQA06A2A5A0A0A0 | FACILITIES | BOTH | D30 | D3050 | D3050201 | CNRSE | CNRSE ST-FAC
MYP-365-ACS-00 | MAYPOR-365 | AIR CURTAIN, | MARS AIR SYSTEMS | LPV36-1UA-OB | FACILITIES | BOTH | D30 | D3090 | D3090903 | CNRSE | CNRSE ST-FAC
MYP-365-ACS-01 | MAYPOR-365 | AIR CURTAIN | MARS AIR SYSTEMS | LPV48-1UA-OB | FACILITIES | BOTH | D30 | D3090 | D3090903 | CNRSE | CNRSE ST-FAC
MYP-365-AHC-02 | MAYPOR-365 | AIR HANDLING UNIT, CENTRAL STATION, 2.5 TON | DAIKIN | AMST30BU1300AA | FACILITIES | BOTH | D30 | D3040 | D3040110 | CNRSE | CNRSE ST-FAC
MYP-365-CGA-02 | MAYPOR-365 | CONDENSING UNIT, AIR COOLED, 3 TON | DAIKIN | GLZS4BA3010AA | FACILITIES | BOTH | D30 | D3030 | D3030221 | CNRSE | CNRSE ST-FAC
MYP-365-RTC-01 | MAYPOR-365 | PKG A/C, AIR COOLED, ELEC. HEAT, 5 TON | CARRIER | 50FCQA06A2B5A0A0A0 | FACILITIES | BOTH | D30 | D3050 | D3050176 | CNRSE | CNRSE ST-FAC
MYP-365-RTC-02 | MAYPOR-365 | PKG A/C, AIR COOLED, ELEC. HEAT, 5 TON | CARRIER | 50FCQA06A2B5A0A0A0 | FACILITIES | BOTH | D30 | D3050 | D3050176 | CNRSE | CNRSE ST-FAC
MYP-365-SDI-00 | MAYPOR-365 | SPLIT DUCTLESS SYSTEM, INDOOR UNIT, 3/4 TON | CARRIER | FV4CNB006 | FACILITIES | BOTH | D30 | D3040 | D3040904 | CNRSE | CNRSE ST-FAC
MYP-365-SDO-01 | MAYPOR-365 | SPLIT DUCTLESS UNIT, OUTDOOR UNIT, 3/4 TON | CARRIER | 38MVC009---101 | FACILITIES | BOTH | D30 | D3030 | D3030223 | CNRSE | CNRSE ST-FAC
MYP-365-SSP-01 | MAYPOR-365 | SPLIT SYSTEM HEAT PUMP, INDOOR UNIT, 2.5 TON | GOODMAN | ARUF303016BA | FACILITIES | BOTH | D30 | D3040 | D3040905 | CNRSE | CNRSE ST-FAC
MYP-392-CDX-01 | MAYPOR-392 | DX CONDENSER, AIR COOLED | TRANE | TTA120A300CA | FACILITIES | BOTH | D30 | D3030 | D3030901 | CNRSE | CNRSE ST-FAC
MYP-392-CDX-02 | MAYPOR-392 | DX CONDENSER, AIR COOLED | TRANE | TTA090A300CC | FACILITIES | BOTH | D30 | D3030 | D3030901 | CNRSE | CNRSE ST-FAC
MYP-392-SSP-01 | MAYPOR-392 | DX AIR HANDLING UNIT | TRANE | BWE120C400GA | FACILITIES | BOTH | D30 | D3040 | D3040905 | CNRSE | CNRSE ST-FAC
MYP-392-SSP-02 | MAYPOR-392 | DX AIR HANDLING UNIT | TRANE | TWE090A300AA | FACILITIES | BOTH | D30 | D3040 | D3040905 | CNRSE | CNRSE ST-FAC
MYP-3-AHC-00 | MAYPOR-3 | AIR HANDLING UNITS HP -3 | CARRIER | FE4ANF003 | FACILITIES | BOTH | D30 | D3040 | D3040110 | CNRSE | CNRSE ST-FAC
MYP-3-AHC-01 | MAYPOR-3 | AIR HANDLING UNITS HP-1 | TRANE | TWE090A300BB | FACILITIES | BOTH | D30 | D3040 | D3040110 | CNRSE | CNRSE ST-FAC
MYP-3-AHC-02 | MAYPOR-3 | AIR HANDLING UNITS HP-2 | TRANE | 4TEC3F48B1000AA | FACILITIES | BOTH | D30 | D3040 | D3040110 | CNRSE | CNRSE ST-FAC
MYP-3-AHC-03 | MAYPOR-3 | AIR HANDLING UNITS HP-4 | BRYANT | FE4ANF003 | FACILITIES | BOTH | D30 | D3040 | D3040110 | CNRSE | CNRSE ST-FAC
MYP-3-AHC-05 | MAYPOR-3 | Air Handling Unit, Central Station,10000 CFM | BRYANT | Unknown | FACILITIES | BOTH | D30 | D3040 | D3040110 | CNRSE | CNRSE ST-FAC
MYP-3-AHC-06 | MAYPOR-3 | Air Handling Unit, Central Station,10000 CFM | BRYANT | Unknown | FACILITIES | BOTH | D30 | D3040 | D3040110 | CNRSE | CNRSE ST-FAC
MYP-3-CDX-00 | MAYPOR-3 | DX CONDENSER, AIR COOLED HP-4 | CARRIER | 24APA736A300 | FACILITIES | BOTH | D30 | D3030 | D3030901 | CNRSE | CNRSE ST-FAC
MYP-3-CDX-01 | MAYPOR-3 | DX CONDENSER, AIR COOLED HP-3A | CARRIER | 24APA736A300 | FACILITIES | BOTH | D30 | D3030 | D3030901 | CNRSE | CNRSE ST-FAC
MYP-3-CDX-02 | MAYPOR-3 | DX CONDENSER, AIR COOLED HP-3B | TRANE | TWA060C300A1 | FACILITIES | BOTH | D30 | D3030 | D3030901 | CNRSE | CNRSE ST-FAC
MYP-3-CDX-03 | MAYPOR-3 | DX CONDENSER, AIR COOLED HP-2 | TRANE | 4TWA3042A300BA | FACILITIES | BOTH | D30 | D3030 | D3030901 | CNRSE | CNRSE ST-FAC
MYP-3-CDX-04 | MAYPOR-3 | DX: CONDENSER, AIR COOLED HP-1 | TRANE | 4TWA3060B3000AA | FACILITIES | BOTH | D30 | D3030 | D3030901 | CNRSE | CNRSE ST-FAC
MYP-3-CDX-05 | MAYPOR-3 | Condenser, DX, Air Cooled,Direct Drive, 8 ton, R-22 | TRANE | Unknown | FACILITIES | BOTH | D30 | D3030 | D3030901 | CNRSE | CNRSE ST-FAC
MYP-3-CDX-06 | MAYPOR-3 | Condenser, DX, Air Cooled,Direct Drive, 8 ton, R-22 | TRANE | Unknown | FACILITIES | BOTH | D30 | D3030 | D3030901 | CNRSE | CNRSE ST-FAC
MYP-3-SDI-00 | MAYPOR-3 | MINI-SPLIT SYSTEM, INDOOR UNIT | MITSUBISHI | MSZ-D30NA | FACILITIES | BOTH | D30 | D3040 | D3040904 | CNRSE | CNRSE ST-FAC
MYP-3-SDI-01 | MAYPOR-3 | MINI-SPLIT SYSTEM, INDOOR UNIT | MITSUBISHI | MSZ-D30NA | FACILITIES | BOTH | D30 | D3040 | D3040904 | CNRSE | CNRSE ST-FAC
MYP-3-SDS-00 | MAYPOR-3 | MINI-SPLIT SYSTEM, OUTDOOR UNIT | MITSUBISHI | MUZ-D30NA | FACILITIES | BOTH | D30 | D3030 | D3030225 | CNRSE | CNRSE ST-FAC
MYP-412-AHC-02 | MAYPOR-412 | Air Handling Unit, Central Station, 2000 CFM | GOODMAN | ARUF49D14AD | FACILITIES | BOTH | D30 | D3040 | D3040110 | CNRSE | CNRSE ST-FAC
MYP-412-CDX-02 | MAYPOR-412 | CONDENSER, DX, AIR COOLED 3 TON | GOODMAN | GSZ140481KF | FACILITIES | BOTH | D30 | D3030 | D3030221 | CNRSE | CNRSE ST-FAC
MYP-413-AHC-02 | MAYPOR-413 | AIR HANDLING UNIT, CENTRAL STATION, 30 TON | TRANE | UCCAD21A0F0FK082000000 | FACILITIES | BOTH | D30 | D3040 | D3040110 | CNRSE | CNRSE ST-FAC
MYP-413-CID-01 | MAYPOR-413 | HVAC CONTROLS, ELECTRIC, DIGITAL VFD (5) HP | TRANE | TR200 | FACILITIES | BOTH | D30 | D3060 | D3060901 | CNRSE | CNRSE ST-FAC
MYP-413-CPI-01 | MAYPOR-413 | CIRCULATING PUMP, INLINE CENTRIFUGAL, HW | TACO | ZXM101050A | FACILITIES | BOTH | D30 | D3040 | D3040350 | CNRSE | CNRSE ST-FAC
MYP-413-CSA-01 | MAYPOR-413 | CHILLER, SCROLL, AIR COOLED, 30 TON | TRANE | CGAM030A2W02AXB2A1A1A1AXXA1C1A4XXX8B1A1A3A1D1XXLXX | FACILITIES | BOTH | D30 | D3030 | D3030120 | CNRSE | CNRSE ST-FAC
MYP-413-MUA-01 | MAYPOR-413 | MAKE UP AIR UNIT, 10,000 CFM | TRANE | Unknown | FACILITIES | BOTH | D30 | D3050 | D3050200 | CNRSE | CNRSE ST-FAC
MYP-413-SDI-01 | MAYPOR-413 | SPLIT DUCTLESS SYSTEM, INDOOR UNIT | MITSUBISHI | MSYGL18NA | FACILITIES | BOTH | D30 | D3040 | D3040904 | CNRSE | CNRSE ST-FAC
MYP-413-SDS-02 | MAYPOR-413 | SPLIT DUCTLESS OUTDOOR UNIT HEAT PUMP, 1.5 TON | MITSUBISHI | MUY-GL18NA | FACILITIES | BOTH | D30 | D3030 | D3030225 | CNRSE | CNRSE ST-FAC
MYP-414-CDX-01 | MAYPOR-414 | DX CONDENSER, AIR COOLED CU-1 | CARRIER | 38AUQA12A0A5A0A0A0 | FACILITIES | BOTH | D30 | D3030 | D3030901 | CNRSE | CNRSE ST-FAC
MYP-414-CDX-02 | MAYPOR-414 | DX CONDENSER, AIR COOLED CU-2 | CARRIER | 38AUQA12A0A5A0A0A0A0 | FACILITIES | BOTH | D30 | D3030 | D3030901 | CNRSE | CNRSE ST-FAC
MYP-414-CDX-03 | MAYPOR-414 | DX CONDENSER, AIR COOLED CU-3 | CARRIER | 38AUQA08A0A5A0A0A0 | FACILITIES | BOTH | D30 | D3030 | D3030901 | CNRSE | CNRSE ST-FAC
MYP-414-CDX-04 | MAYPOR-414 | DX CONDENSER, AIR COOLED CU-4 | CARRIER | 38AUQA08A0A5A0A0A0 | FACILITIES | BOTH | D30 | D3030 | D3030901 | CNRSE | CNRSE ST-FAC
MYP-414-PTH-01 | MAYPOR-414 | PACKAGE A/C UNIT (PTAC) THRU WALL | FRIEDRICH | PDE15K5SE-B | FACILITIES | BOTH | D30 | D3050 | D3050340 | CNRSE | CNRSE ST-FAC
MYP-414-SSP-01 | MAYPOR-414 | DX AIR HANDLING UNIT AHU-4 | CARRIER | 40RUQA12A2A6A0A0A0 | FACILITIES | BOTH | D30 | D3040 | D3040905 | CNRSE | CNRSE ST-FAC
MYP-414-SSP-02 | MAYPOR-414 | DX AIR HANDLING UNIT AHU-3 | CARRIER | 40RUQA08A2A6A0A0A0 | FACILITIES | BOTH | D30 | D3040 | D3040905 | CNRSE | CNRSE ST-FAC
MYP-414-SSP-03 | MAYPOR-414 | DX AIR HANDLING UNIT AHU-1 | CARRIER | 38AUQA12A0A5A0A0A0A0 | FACILITIES | BOTH | D30 | D3040 | D3040905 | CNRSE | CNRSE ST-FAC
MYP-414-SSP-04 | MAYPOR-414 | DX AIR HANDLING UNIT AHU-2 | CARRIER | 40RUQAO8A2A6A0A0A0 | FACILITIES | BOTH | D30 | D3040 | D3040905 | CNRSE | CNRSE ST-FAC
MYP-424-SDH-01 | MAYPOR-424 | SPLIT SYSTEM HEAT PUMP , OUTDOOR UNIT 5 TON | GOODMAN | GSH130603AC | FACILITIES | BOTH | D30 | D3030 | D3030224 | CNRSE | CNRSE ST-FAC
MYP-424-SDH-02 | MAYPOR-424 | SPLIT SYSTEM HEAT PUMP , OUTDOOR UNIT 5 TON | DAIKIN | DZ14SA0483AB | FACILITIES | BOTH | D30 | D3030 | D3030224 | CNRSE | CNRSE ST-FAC
MYP-424-SSP-01 | MAYPOR-424 | SPLIT SYSTEM HEAT PUMP, INDOOR UNIT 5 TON | Unknown | ALUMACOIL ARUF49C14AC | FACILITIES | BOTH | D30 | D3040 | D3040905 | CNRSE | CNRSE ST-FAC
MYP-424-SSP-02 | MAYPOR-424 | SPLIT SYSTEM HEAT PUMP, INDOOR UNIT 5 TON | CARRIER | FB4ANF060000ACAA | FACILITIES | BOTH | D30 | D3040 | D3040905 | CNRSE | CNRSE ST-FAC
MYP-436-ACE-01 | MAYPOR-436 | ROOFTOP PKG A/C, AIR COOLED. ELEC HEAT | TRANE | WSC120E3ROADA0000 | FACILITIES | BOTH | D30 | D3050 | D3050201 | CNRSE | CNRSE ST-FAC
MYP-436-ACE-02 | MAYPOR-436 | ROOFTOP PKG A/C, AIR COOLED. ELEC HEAT | TRANE | THC060E3REA1LA0B00000B0000000C | FACILITIES | BOTH | D30 | D3050 | D3050201 | CNRSE | CNRSE ST-FAC
MYP-448-AHC-01 | MAYPOR-448 | AIR HANDLING UNIT | DAIKIN MCQUAY | CAH014GDAC | FACILITIES | BOTH | D30 | D3040 | D3040110 | CNRSE | CNRSE ST-FAC
MYP-448-AHC-02 | MAYPOR-448 | AIR HANDLING UNIT -SOUTH MECH ROOM | DAIKIN MCQUAY | CAH011GDAM | FACILITIES | BOTH | D30 | D3040 | D3040110 | CNRSE | CNRSE ST-FAC
MYP-448-AHC-03 | MAYPOR-448 | AIR HANDLING UNIT - NORTH MECH ROOM | MCQUAY | CAH010GDAC | FACILITIES | BOTH | D30 | D3040 | D3040110 | CNRSE | CNRSE ST-FAC
MYP-448-CDX-01 | MAYPOR-448 | DX CONDENSER, AIR COOLED | TRANE | 4TTR4024L1000AB | FACILITIES | BOTH | D30 | D3030 | D3030901 | CNRSE | CNRSE ST-FAC
MYP-448-CDX-02 | MAYPOR-448 | DX CONDENSER, AIR COOLED | TRANE | TTP018C100A3 | FACILITIES | BOTH | D30 | D3030 | D3030901 | CNRSE | CNRSE ST-FAC
MYP-448-CID-01 | MAYPOR-448 | HVAC CONTROLS, ELECTRIC, DIGITAL VFD (5) HP | DANFOSS | VLT | FACILITIES | BOTH | D30 | D3060 | D3060901 | CNRSE | CNRSE ST-FAC
MYP-448-CPS-01 | MAYPOR-448 | CW: CIRCULATING PUMP | BELL AND GOSSETT | 1531 BF 7.875 | FACILITIES | BOTH | D30 | D3040 | D3040330 | CNRSE | CNRSE ST-FAC
MYP-448-CPS-02 | MAYPOR-448 | HW CIRCULATING PUMP CHWP-2 | BELL AND GOSSETT | 614T | FACILITIES | BOTH | D30 | D3040 | D3040330 | CNRSE | CNRSE ST-FAC
MYP-448-CPS-03 | MAYPOR-448 | CW CIRCULATING PUMP CWP-2 | AURORA | NO NAME PLATE | FACILITIES | BOTH | D30 | D3040 | D3040330 | CNRSE | CNRSE ST-FAC
MYP-448-CPS-04 | MAYPOR-448 | CW CIRCULATING PUMP CWP-1 | AURORA | NO NAME PLATE | FACILITIES | BOTH | D30 | D3040 | D3040330 | CNRSE | CNRSE ST-FAC
MYP-448-CRA-01 | MAYPOR-448 | COMPRESSION CHILLER - 'J' ANNEX | TRANE | CGAM060A2K02AXD2A1A1A1AXXA1D1AXXXXXXXB1A3A1DXXXLXX | FACILITIES | BOTH | D30 | D3030 | D3030135 | CNRSE | CNRSE ST-FAC
MYP-448-CRA-02 | MAYPOR-448 | COMPRESSION CHILLER - 'J' ANNEX | DAIKIN MCQUAY | AGZ045EPMNN-ER00 | FACILITIES | BOTH | D30 | D3030 | D3030135 | CNRSE | CNRSE ST-FAC
MYP-448-DFL-01 | MAYPOR-448 | FAN COIL UNITS | Unknown | NO NAME PLATE | FACILITIES | BOTH | D30 | D3040 | D3040124 | CNRSE | CNRSE ST-FAC
MYP-448-SSP-01 | MAYPOR-448 | DX AIR HANDLING UNIT | TRANE | TEM3A0Q243215AA | FACILITIES | BOTH | D30 | D3040 | D3040905 | CNRSE | CNRSE ST-FAC
MYP-448-SSP-02 | MAYPOR-448 | DX AIR HANDLING UNIT | TRANE | TWE024C14FB0 | FACILITIES | BOTH | D30 | D3040 | D3040905 | CNRSE | CNRSE ST-FAC
MYP-460-CDX-00 | MAYPOR-460 | CONDENSER, DX, AIR COOLED, 2 TON | TRANE | 4TWR4024G1000AB | FACILITIES | BOTH | D30 | D3030 | D3030901 | CNRSE | CNRSE ST-FAC
MYP-460-CDX-01 | MAYPOR-460 | DX: CONDENSER, AIR COOLED | Unknown | GSC130241FB | FACILITIES | BOTH | D30 | D3030 | D3030901 | CNRSE | CNRSE ST-FAC
MYP-460-CDX-02 | MAYPOR-460 | DX: CONDENSER, AIR COOLED | Unknown | TWA090D30RAA | FACILITIES | BOTH | D30 | D3030 | D3030901 | CNRSE | CNRSE ST-FAC
MYP-460-CDX-03 | MAYPOR-460 | DX: CONDENSER, AIR COOLED | Unknown | TWA120A300FA | FACILITIES | BOTH | D30 | D3030 | D3030901 | CNRSE | CNRSE ST-FAC
MYP-460-CDX-04 | MAYPOR-460 | DX: CONDENSER, AIR COOLED | Unknown | TWA090A300BA | FACILITIES | BOTH | D30 | D3030 | D3030901 | CNRSE | CNRSE ST-FAC
MYP-460-CDX-05 | MAYPOR-460 | DX: CONDENSER, AIR COOLED | Unknown | TWA090A300BA | FACILITIES | BOTH | D30 | D3030 | D3030901 | CNRSE | CNRSE ST-FAC
MYP-460-CDX-06 | MAYPOR-460 | DX: CONDENSER, AIR COOLED CU-3 | Unknown | TWA180B300FB | FACILITIES | BOTH | D30 | D3030 | D3030901 | CNRSE | CNRSE ST-FAC
MYP-460-CDX-07 | MAYPOR-460 | DX: CONDENSER, AIR COOLED CU-2 | Unknown | TWA090A300BA | FACILITIES | BOTH | D30 | D3030 | D3030901 | CNRSE | CNRSE ST-FAC
MYP-460-CDX-08 | MAYPOR-460 | DX: CONDENSER, AIR COOLED CU-1 | Unknown | TWA090A300BA | FACILITIES | BOTH | D30 | D3030 | D3030901 | CNRSE | CNRSE ST-FAC
MYP-460-SSP-00 | MAYPOR-460 | SPLIT SYSTEM HEAT PUMP, INDOOR UNIT - 2 TON | TRANE | TEM4A0B245215AA | FACILITIES | BOTH | D30 | D3040 | D3040905 | CNRSE | CNRSE ST-FAC
MYP-460-SSP-01 | MAYPOR-460 | DX AIR HANDLING UNIT | TRANE | TWE090D300AA | FACILITIES | BOTH | D30 | D3040 | D3040905 | CNRSE | CNRSE ST-FAC
MYP-460-SSP-02 | MAYPOR-460 | DX AIR HANDLING UNIT | TRANE | TWE180B300BC | FACILITIES | BOTH | D30 | D3040 | D3040905 | CNRSE | CNRSE ST-FAC
MYP-460-SSP-03 | MAYPOR-460 | DX AIR HANDLING UNIT | TRANE | TWE120A300BA | FACILITIES | BOTH | D30 | D3040 | D3040905 | CNRSE | CNRSE ST-FAC
MYP-460-SSP-04 | MAYPOR-460 | DX AIR HANDLING UNIT | TRANE | TWA024B140A1 | FACILITIES | BOTH | D30 | D3040 | D3040905 | CNRSE | CNRSE ST-FAC
MYP-460-SSP-05 | MAYPOR-460 | DX AIR HANDLING UNIT AHU-2 | TRANE | TWE090A300BB | FACILITIES | BOTH | D30 | D3040 | D3040905 | CNRSE | CNRSE ST-FAC
MYP-460-SSP-06 | MAYPOR-460 | DX AIR HANDLING UNIT AHU-1 | TRANE | TWE090A300BB | FACILITIES | BOTH | D30 | D3040 | D3040905 | CNRSE | CNRSE ST-FAC
MYP-460-SSP-07 | MAYPOR-460 | DX AIR HANDLING UNIT AHU-3 | TRANE | TWE180B300BC | FACILITIES | BOTH | D30 | D3040 | D3040905 | CNRSE | CNRSE ST-FAC
MYP-460-VAT-01 | MAYPOR-460 | VAV | TRANE | NOT LISTED | FACILITIES | BOTH | D30 | D3040 | D3040132 | CNRSE | CNRSE ST-FAC
MYP-48A-CDX-01 | MAYPOR-48A | DX CONDENSER, AIR COOLED (5-TON) | TRANE | 4TWB3030A1000BA | FACILITIES | BOTH | D30 | D3030 | D3030901 | CNRSE | CNRSE ST-FAC
MYP-48A-SSP-01 | MAYPOR-48A | DX AIR HANDLING UNIT (5-TON) | TRANE | 4TEC3F30B1000AA | FACILITIES | BOTH | D30 | D3040 | D3040905 | CNRSE | CNRSE ST-FAC
MYP-496-WHP-01 | MAYPOR-496 | Thru-Wall A/C Unit | BARD | W60A2-COOXXXX3X | FACILITIES | BOTH | D30 | D3050 | D3050255 | CNRSE | CNRSE ST-FAC
MYP-496-WHP-02 | MAYPOR-496 | Thru-Wall A/C Unit | BARD | W60A2-COOXXXX3X | FACILITIES | BOTH | D30 | D3050 | D3050255 | CNRSE | CNRSE ST-FAC
MYP-496-WHP-03 | MAYPOR-496 | Thru-Wall A/C Unit | BARD | W60A2-COOXXXX3X | FACILITIES | BOTH | D30 | D3050 | D3050255 | CNRSE | CNRSE ST-FAC
MYP-496-WHP-04 | MAYPOR-496 | Thru-Wall A/C Unit | BARD | W60A2-COOXXXX3X | FACILITIES | BOTH | D30 | D3050 | D3050255 | CNRSE | CNRSE ST-FAC
MYP-707-CDX-01 | MAYPOR-707 | DX CONDENSER, AIR COOLED | Unknown | 12HPB36-2P | FACILITIES | BOTH | D30 | D3030 | D3030901 | CNRSE | CNRSE ST-FAC
MYP-707-CDX-02 | MAYPOR-707 | DX CONDENSER, AIR COOLED | Unknown | 12HPB36-2P | FACILITIES | BOTH | D30 | D3030 | D3030901 | CNRSE | CNRSE ST-FAC
MYP-707-SSP-01 | MAYPOR-707 | DX AIR HANDLING UNIT | LENNOX | CB29M-46-1P | FACILITIES | BOTH | D30 | D3040 | D3040905 | CNRSE | CNRSE ST-FAC
MYP-707-SSP-02 | MAYPOR-707 | DX AIR HANDLING UNIT | LENNOX | CB29M-46-1P | FACILITIES | BOTH | D30 | D3040 | D3040905 | CNRSE | CNRSE ST-FAC
MYP-708-AHC-01 | MAYPOR-708 | AIR HANDLING UNIT, CENTRAL STATION, 2000 CFM | Unknown | Unknown | FACILITIES | BOTH | D30 | D3040 | D3040110 | CNRSE | CNRSE ST-FAC
MYP-708-AHC-02 | MAYPOR-708 | AIR HANDLING UNIT, CENTRAL STATION, 2000 CFM | DAIKIN | RXN12KEVJU | FACILITIES | BOTH | D30 | D3040 | D3040110 | CNRSE | CNRSE ST-FAC
MYP-708-SDH-01 | MAYPOR-708 | SPLIT SYSTEM OUTDOOR UNIT HEAT PUMP, 3.5 TON | TRANE | 4TWR5036H1000AA | FACILITIES | BOTH | D30 | D3050 | D3050210 | CNRSE | CNRSE ST-FAC
MYP-708-SDH-02 | MAYPOR-708 | SPLIT SYSTEM OUTDOOR UNIT HEAT PUMP, 3.5 TON | TRANE | 4TWR5036H1000AA | FACILITIES | BOTH | D30 | D3050 | D3050210 | CNRSE | CNRSE ST-FAC
MYP-709-CDX-01 | MAYPOR-709 | DX CONDENSER, AIR COOLED | LENNOX | 12HPB36-7P | FACILITIES | BOTH | D30 | D3030 | D3030901 | CNRSE | CNRSE ST-FAC
MYP-709-CDX-02 | MAYPOR-709 | DX CONDENSER, AIR COOLED | PAYNE | PH13NB035-B | FACILITIES | BOTH | D30 | D3030 | D3030901 | CNRSE | CNRSE ST-FAC
MYP-709-SSP-01 | MAYPOR-709 | DX AIR HANDLING UNIT | LENNOX | CB29M-46-1P | FACILITIES | BOTH | D30 | D3040 | D3040905 | CNRSE | CNRSE ST-FAC
MYP-709-SSP-02 | MAYPOR-709 | DX AIR HANDLING UNIT | CARRIER | FB4CNF036 | FACILITIES | BOTH | D30 | D3040 | D3040905 | CNRSE | CNRSE ST-FAC
MYP-7-ACE-00 | MAYPOR-7 | PACKAGE UNIT | Unknown | Unknown | FACILITIES | BOTH | D30 | D3050 | D3050201 | CNRSE | CNRSE ST-FAC
MYP-90-TPR-03 | MAYPOR-90 | ROOFTOP A/C 5, TON | TRANE | TSC060E3REA060000A10 | FACILITIES | BOTH | D30 | D3050 | D3050175 | CNRSE | CNRSE ST-FAC
MYP-90-TPR-08 | MAYPOR-90 | ROOFTOP A/C, 4TON | TRANE | 4TCC4048A1000AB | FACILITIES | BOTH | D30 | D3050 | D3050175 | CNRSE | CNRSE ST-FAC
MYP-90-TPR-09 | MAYPOR-90 | ROOFTOP A/C 2 TON | TRANE | 4TCC4024A1000AB | FACILITIES | BOTH | D30 | D3050 | D3050175 | CNRSE | CNRSE ST-FAC
MYP-90-TPR-10 | MAYPOR-90 | ROOFTOP A/C, 2 TON | TRANE | 4TCC4024A1000AB | FACILITIES | BOTH | D30 | D3050 | D3050175 | CNRSE | CNRSE ST-FAC
MYP-90-TPR-11 | MAYPOR-90 | ROOFTOP A/C, 2 TON | TRANE | 4TCC4024A1000AB | FACILITIES | BOTH | D30 | D3050 | D3050175 | CNRSE | CNRSE ST-FAC
MYP-90-TPR-12 | MAYPOR-90 | ROOFTOP A/C, 3 TON | TRANE | 4TCG4036A1000AB | FACILITIES | BOTH | D30 | D3050 | D3050175 | CNRSE | CNRSE ST-FAC
MYP-90-TPR-13 | MAYPOR-90 | ROOFTOP A/C, 3TON | TRANE | 4TCC4036A1000AB | FACILITIES | BOTH | D30 | D3050 | D3050175 | CNRSE | CNRSE ST-FAC
MYP-RB-1960-CSA-01 | RIBBAY-1960 | CHILL SCOLL, AIR COOLED, 75 TON | DAIKIN APPLIED AMERICAS INC | DAIKIN AGZ076EDSEPNNOB | FACILITIES | BOTH | D30 | D3030 | D3030125 | CNRSE | CNRSE ST-FAC
MYP-1585-AHC-01 | MAYPOR-1585 | AIR HANDLING UNITS #1 | TRANE | MCCB050UA0C0UB | FACILITIES | BOTH | D30 | D3040 | D3040110 | CNRSE | CNRSE ST-UH
MYP-1585-AHC-02 | MAYPOR-1585 | AIR HANDLING UNITS #2 | YORK | XTI-048X090-FAJA046A | FACILITIES | BOTH | D30 | D3040 | D3040110 | CNRSE | CNRSE ST-UH
MYP-1585-CAD-01 | MAYPOR-1585 | AIR DRYER | SPEEDAIRE | 3YA51 | FACILITIES | BOTH | D30 | D3060 | D3060904 | CNRSE | CNRSE ST-UH
MYP-1585-CAD-02 | MAYPOR-1585 | AIR DRYER | SPEEDAIRE | 3YA51 | FACILITIES | BOTH | D30 | D3060 | D3060904 | CNRSE | CNRSE ST-UH
MYP-1585-CID-01 | MAYPOR-1585 | HVAC CONTROLS, ELECTRIC, DIGITAL VFD (40) HP | DANFOSS | 177U9639 | FACILITIES | BOTH | D30 | D3060 | D3060901 | CNRSE | CNRSE ST-UH
MYP-1585-CPS-01 | MAYPOR-1585 | PUMP, HW, 1.5 HP #1 | Unknown | NO NAME PLATE | FACILITIES | BOTH | D30 | D3040 | D3040330 | CNRSE | CNRSE ST-UH
MYP-1585-CPS-02 | MAYPOR-1585 | CW PUMP, 5 HP, P-CHW-1 | Unknown | NO NAME PLATE | FACILITIES | BOTH | D30 | D3040 | D3040330 | CNRSE | CNRSE ST-UH
MYP-1585-CPS-03 | MAYPOR-1585 | CW PUMP, 5 HP, P-CHW-2 | Unknown | NO NAME PLATE | FACILITIES | BOTH | D30 | D3040 | D3040330 | CNRSE | CNRSE ST-UH
MYP-1585-CPS-04 | MAYPOR-1585 | CW PUMP, 5 HP, P-CW-1 | BELL AND GOSSETT | 4X95B | FACILITIES | BOTH | D30 | D3040 | D3040330 | CNRSE | CNRSE ST-UH
MYP-1585-CPS-05 | MAYPOR-1585 | CW PUMP, 5 HP, P-CW-2 | BELL AND GOSSETT | 4X95B | FACILITIES | BOTH | D30 | D3040 | D3040330 | CNRSE | CNRSE ST-UH
MYP-1585-CPS-06 | MAYPOR-1585 | PUMP, HW, 1.5 HP #2 | Unknown | NO NAME PLATE | FACILITIES | BOTH | D30 | D3040 | D3040330 | CNRSE | CNRSE ST-UH
MYP-1585-CRW-01 | MAYPOR-1585 | CHILLER #1 | DAIKIN MCQUAY | WGZ060DW12-ER10 | FACILITIES | BOTH | D30 | D3030 | D3030130 | CNRSE | CNRSE ST-UH
MYP-1585-CRW-02 | MAYPOR-1585 | CHILLER #2 | DAIKIN MCQUAY | WGZ060DW12-ER10 | FACILITIES | BOTH | D30 | D3030 | D3030130 | CNRSE | CNRSE ST-UH
MYP-1585-CTG-01 | MAYPOR-1585 | PACKAGED COOLING TOWER #1 | MARLEY | SPX | FACILITIES | BOTH | D30 | D3030 | D3030310 | CNRSE | CNRSE ST-UH
MYP-1585-CTG-02 | MAYPOR-1585 | PACKAGED COOLING TOWER #2 | MARLEY | SPX | FACILITIES | BOTH | D30 | D3030 | D3030310 | CNRSE | CNRSE ST-UH
MYP-1585-HTP-00 | MAYPOR-1585 | HEAT TRANSFER PACKAGES | Unknown | Unknown | FACILITIES | BOTH | D20 | D2020 | D2020904 | CNRSE | CNRSE ST-UH
MYP-1585-UHG-01 | MAYPOR-1585 | UNIT HEATERS, HOT WATER | TRANE | NO NAME PLATE | FACILITIES | BOTH | D30 | D3050 | D3050120 | CNRSE | CNRSE ST-UH
MYP-1585-VAT-01 | MAYPOR-1585 | VAV | TRANE | VCDC0202FEZ00U | FACILITIES | BOTH | D30 | D3040 | D3040132 | CNRSE | CNRSE ST-UH
MYP-1586-AHC-01 | MAYPOR-1586 | AIR HANDLING UNIT #2 | TRANE | MCCB010UA0A0UB | FACILITIES | BOTH | D30 | D3040 | D3040110 | CNRSE | CNRSE ST-UH
MYP-1586-AHC-02 | MAYPOR-1586 | AIR HANDLING UNIT #1 | TRANE | MCCA050UB000A000U | FACILITIES | BOTH | D30 | D3040 | D3040110 | CNRSE | CNRSE ST-UH
MYP-1586-CAD-01 | MAYPOR-1586 | AIR DRYER | SPEEDAIRE | 3YA51A | FACILITIES | BOTH | D30 | D3060 | D3060904 | CNRSE | CNRSE ST-UH
MYP-1586-CAD-02 | MAYPOR-1586 | AIR DRYER | SPEEDAIRE | 3YA51A | FACILITIES | BOTH | D30 | D3060 | D3060904 | CNRSE | CNRSE ST-UH
MYP-1586-CID-01 | MAYPOR-1586 | HVAC CONTROLS, ELECTRIC, DIGITAL VFD (40) HP | ABB | ACH550 | FACILITIES | BOTH | D30 | D3060 | D3060901 | CNRSE | CNRSE ST-UH
MYP-1586-CPS-01 | MAYPOR-1586 | HW CIRCULATING PUMP, P-HW-1, 2HP | Unknown | NO NAME PLATE | FACILITIES | BOTH | D30 | D3040 | D3040330 | CNRSE | CNRSE ST-UH
MYP-1586-CPS-02 | MAYPOR-1586 | CW CIRCULATING PUMP, RC-1, 3HP | NEMA | 00318OT3E182JM-S | FACILITIES | BOTH | D30 | D3040 | D3040330 | CNRSE | CNRSE ST-UH
MYP-1586-CPS-03 | MAYPOR-1586 | CW CIRCULATING PUMP, RC-2, 3HP | NEMA | 00318OT3E182JM-S | FACILITIES | BOTH | D30 | D3040 | D3040330 | CNRSE | CNRSE ST-UH
MYP-1586-CPS-04 | MAYPOR-1586 | CW CIRCULATING PUMP, P-CW-1, 5HP | NEMA | 006180T3E184 | FACILITIES | BOTH | D30 | D3040 | D3040330 | CNRSE | CNRSE ST-UH
MYP-1586-CPS-05 | MAYPOR-1586 | CW CIRCULATING PUMP, P-CW-2, 5HP | MARATHON | 9VM184TTDR7356CU | FACILITIES | BOTH | D30 | D3040 | D3040330 | CNRSE | CNRSE ST-UH
MYP-1586-CPS-06 | MAYPOR-1586 | HW CIRCULATING PUMP, P-HW-2, 2HP | Unknown | NO NAME PLATE | FACILITIES | BOTH | D30 | D3040 | D3040330 | CNRSE | CNRSE ST-UH
MYP-1586-CRW-01 | MAYPOR-1586 | CHILLER #1 | TRANE | CGWF060GCB0UAB1CL1T0NN00N0X0X | FACILITIES | BOTH | D30 | D3030 | D3030130 | CNRSE | CNRSE ST-UH
MYP-1586-CRW-02 | MAYPOR-1586 | CHILLER #2 | TRANE | CGWE050GCA0HAT101FF0L0 | FACILITIES | BOTH | D30 | D3030 | D3030130 | CNRSE | CNRSE ST-UH
MYP-1586-CTF-01 | MAYPOR-1586 | Cooling Tower #1 | Unknown | NO NAME PLATE | FACILITIES | BOTH | D30 | D3030 | D3030320 | CNRSE | CNRSE ST-UH
MYP-1586-CTF-02 | MAYPOR-1586 | Cooling Tower #2 | Unknown | NO NAME PLATE | FACILITIES | BOTH | D30 | D3030 | D3030320 | CNRSE | CNRSE ST-UH
MYP-1586-UHG-01 | MAYPOR-1586 | UNIT HEATERS, HOT WATER | TRANE | UHSA060W2EAA1T00B00BE | FACILITIES | BOTH | D30 | D3050 | D3050130 | CNRSE | CNRSE ST-UH
MYP-1586-UHG-02 | MAYPOR-1586 | UNIT HEATERS, HOT WATER | TRANE | UHSA060M 2EAA1T00B00BE | FACILITIES | BOTH | D30 | D3050 | D3050130 | CNRSE | CNRSE ST-UH
MYP-1586-VAT-01 | MAYPOR-1586 | VAV | TRANE | VCDC0202FEZ00U | FACILITIES | BOTH | D30 | D3040 | D3040132 | CNRSE | CNRSE ST-UH
MYP-1587-AHC-01 | MAYPOR-1587 | AIR HANDLING UNIT | CARRIER | 39THRFLAA-J-DLL-AB | FACILITIES | BOTH | D30 | D3040 | D3040110 | CNRSE | CNRSE ST-UH
MYP-1587-AHC-02 | MAYPOR-1587 | AIR HANDLING UNIT | TRANE | MCCB050UA0C0UB | FACILITIES | BOTH | D30 | D3040 | D3040110 | CNRSE | CNRSE ST-UH
MYP-1587-CAD-01 | MAYPOR-1587 | AIR DRYER | SPEEDAIRE | 3YA51 | FACILITIES | BOTH | D30 | D3060 | D3060904 | CNRSE | CNRSE ST-UH
MYP-1587-CAD-02 | MAYPOR-1587 | AIR DRYER | SPEEDAIRE | 4XX32 | FACILITIES | BOTH | D30 | D3060 | D3060904 | CNRSE | CNRSE ST-UH
MYP-1587-CID-01 | MAYPOR-1587 | HVAC CONTROLS, ELECTRIC, DIGITAL VFD (40) HP | ABB | ACH550 | FACILITIES | BOTH | D30 | D3060 | D3060901 | CNRSE | CNRSE ST-UH
MYP-1587-CPS-01 | MAYPOR-1587 | PUMP | BELL AND GOSSETT | 41T | FACILITIES | BOTH | D30 | D3040 | D3040330 | CNRSE | CNRSE ST-UH
MYP-1587-CPS-02 | MAYPOR-1587 | PUMP | NEMA | 00518ET3E184JM-S | FACILITIES | BOTH | D30 | D3040 | D3040330 | CNRSE | CNRSE ST-UH
MYP-1587-CPS-03 | MAYPOR-1587 | PUMP | NEMA | 00518ET3E184JM-S | FACILITIES | BOTH | D30 | D3040 | D3040330 | CNRSE | CNRSE ST-UH
MYP-1587-CPS-04 | MAYPOR-1587 | CIRCULATING PUMP, P-CHW-1 | MARATHON | LVC184TTOW4136AA | FACILITIES | BOTH | D30 | D3040 | D3040330 | CNRSE | CNRSE ST-UH
MYP-1587-CPS-05 | MAYPOR-1587 | CIRCULATING PUMP, P-CHW-2 | MARATHON | 5VK184TTDR4 | FACILITIES | BOTH | D30 | D3040 | D3040330 | CNRSE | CNRSE ST-UH
MYP-1587-CRA-01 | MAYPOR-1587 | CHILLER #2 | TRANE | RTWD080A2C01A1A1AA2A1A1Y1D0A40000000000A70A100D0 | FACILITIES | BOTH | D30 | D3030 | D3030135 | CNRSE | CNRSE ST-UH
MYP-1587-CRA-02 | MAYPOR-1587 | CHILLER, RECIP, AIR COOLED 50-TON | TRANE | RTWD080A2C01A1A1AA2A1A1Y1D0A40000000000A70A100D0 | FACILITIES | BOTH | D30 | D3030 | D3030135 | CNRSE | CNRSE ST-UH
MYP-1587-CRW-01 | MAYPOR-1587 | CW: PACKAGED COOLING TOWER | TRANE | NO NAME PLATE | FACILITIES | BOTH | D30 | D3030 | D3030310 | CNRSE | CNRSE ST-UH
MYP-1587-CTG-01 | MAYPOR-1587 | CW: PACKAGED COOLING TOWER | Unknown | NO NAME PLATE | FACILITIES | BOTH | D30 | D3030 | D3030310 | CNRSE | CNRSE ST-UH
MYP-1587-HTP-01 | MAYPOR-1587 | HEAT TRANSFER PACKAGES | Unknown | Unknown | FACILITIES | BOTH | D20 | D2020 | D2020904 | CNRSE | CNRSE ST-UH
MYP-1587-VAT-01 | MAYPOR-1587 | VAV QTY= 151 | TRANE | VCDC0202FEZ00U | FACILITIES | CIMU | D30 | D3040 | D3040132 | CNRSE | CNRSE ST-UH
MYP-2105-AHC-01 | MAYPOR-2105 | HW/CW AIR HANDLING UNIT | YORK | AP 215 | FACILITIES | BOTH | D30 | D3040 | D3040110 | CNRSE | CNRSE ST-UH
MYP-2105-CPS-01 | MAYPOR-2105 | CW CIRCULATING PUMP, 2HP, (P-1) | BELL AND GOSSETT | 1510 BP 5.875 | FACILITIES | BOTH | D30 | D3040 | D3040330 | CNRSE | CNRSE ST-UH
MYP-2105-CPS-02 | MAYPOR-2105 | CW CIRCULATING PUMP, 2HP, (P-2) | BELL AND GOSSETT | 1510 BP 5.875 | FACILITIES | BOTH | D30 | D3040 | D3040330 | CNRSE | CNRSE ST-UH
MYP-2105-CPS-03 | MAYPOR-2105 | CW CIRCULATING PUMP, 2HP, (P-3) | BELL AND GOSSETT | 1510 BP 5.875 | FACILITIES | BOTH | D30 | D3040 | D3040330 | CNRSE | CNRSE ST-UH
MYP-2105-CPS-04 | MAYPOR-2105 | CW CIRCULATING PUMP, 10HP, (P-4) | BELL AND GOSSETT | 1510 BP 8.875 | FACILITIES | BOTH | D30 | D3040 | D3040330 | CNRSE | CNRSE ST-UH
MYP-2105-CPS-05 | MAYPOR-2105 | CW CIRCULATING PUMP, 10HP, (P-5) | BELL AND GOSSETT | 1510 BP 8.875 | FACILITIES | BOTH | D30 | D3040 | D3040330 | CNRSE | CNRSE ST-UH
MYP-2105-CPS-06 | MAYPOR-2105 | HW IN-LINE PUMP, 1HP, (P-9) | BELL AND GOSSETT | 80 BF 3.125 | FACILITIES | BOTH | D30 | D3040 | D3040330 | CNRSE | CNRSE ST-UH
MYP-2105-CPS-07 | MAYPOR-2105 | HW IN-LINE PUMP, 1HP, (P-10) | BELL AND GOSSETT | 80 BF 3.125 | FACILITIES | BOTH | D30 | D3040 | D3040330 | CNRSE | CNRSE ST-UH
MYP-2105-CPS-08 | MAYPOR-2105 | HW CIRCULATING PUMP, 2HP, (P-11) | BELL AND GOSSETT | 1510 BF 6.750 | FACILITIES | BOTH | D30 | D3040 | D3040330 | CNRSE | CNRSE ST-UH
MYP-2105-CPS-09 | MAYPOR-2105 | HW CIRCULATING PUMP, 2HP, (P-12) | BELL AND GOSSETT | 1510 BF 6.750 | FACILITIES | BOTH | D30 | D3040 | D3040330 | CNRSE | CNRSE ST-UH
MYP-2105-CPS-10 | MAYPOR-2105 | IN-LINE PUMP, 10HP, (P-6) | BELL AND GOSSETT | 3X11B | FACILITIES | BOTH | D30 | D3040 | D3040330 | CNRSE | CNRSE ST-UH
MYP-2105-CPS-11 | MAYPOR-2105 | IN-LINE PUMP, 10HP, (P-7) | BELL AND GOSSETT | 3X11B | FACILITIES | BOTH | D30 | D3040 | D3040330 | CNRSE | CNRSE ST-UH
MYP-2105-CPS-12 | MAYPOR-2105 | IN-LINE PUMP, 10HP, (P-8) | BELL AND GOSSETT | 3X11B | FACILITIES | BOTH | D30 | D3040 | D3040330 | CNRSE | CNRSE ST-UH
MYP-2105-CRA-03 | MAYPOR-2105 | CHILLER, RECIP, AIR COOLED | YORK | YCWL00945E46XABSDTXX | FACILITIES | BOTH | D30 | D3030 | D3030135 | CNRSE | CNRSE ST-UH
MYP-2105-CRA-04 | MAYPOR-2105 | CHILLER, RECIP, AIR COOLED | YORK | YCWL0945E46XABSDTXX | FACILITIES | BOTH | D30 | D3030 | D3030135 | CNRSE | CNRSE ST-UH
MYP-2105-CTG-01 | MAYPOR-2105 | CW: PACKAGED COOLING TOWER | BAC | FXT-268X | FACILITIES | BOTH | D30 | D3030 | D3030310 | CNRSE | CNRSE ST-UH
MYP-2105-DDC-01 | MAYPOR-2105 | DIRECT DIGITAL CONTROL (DDC) SYSTEM | DISTECH CONTROLS | EC-BOS-7AX | FACILITIES | BOTH | D30 | D3060 | D3060905 | CNRSE | CNRSE ST-UH
MYP-2105-FCD 131 | MAYPOR-2105 | Fan Coil A/C, DX,1.5 ton | INTERNATIONAL ENVIRONMENTAL CORP | VEY06 B6S DX R6 BXX | FACILITIES | BOTH | D30 | D3040 | D3040122 | CNRSE | CNRSE ST-UH
MYP-2105-FCD-00 | MAYPOR-2105 | Fan Coil A/C, DX,1.5 ton | INTERNATIONAL ENVIRONMENTAL CORP | VEY06 B6S DX R6 BXX | FACILITIES | BOTH | D30 | D3040 | D3040122 | CNRSE | CNRSE ST-UH
MYP-2105-FCD-01 | MAYPOR-2105 | Fan Coil A/C, DX,1.5 ton | INTERNATIONAL ENVIRONMENTAL CORP | VEY06 B6S DX R6 BXX | FACILITIES | BOTH | D30 | D3040 | D3040122 | CNRSE | CNRSE ST-UH
MYP-2105-FCD-02 | MAYPOR-2105 | Fan Coil A/C, DX,1.5 ton | INTERNATIONAL ENVIRONMENTAL CORP | VEY06 B6S DX R6 BXX | FACILITIES | BOTH | D30 | D3040 | D3040122 | CNRSE | CNRSE ST-UH
MYP-2105-FCD-03 | MAYPOR-2105 | Fan Coil A/C, DX,1.5 ton | INTERNATIONAL ENVIRONMENTAL CORP | VEY06 B6S DX R6 BXX | FACILITIES | BOTH | D30 | D3040 | D3040122 | CNRSE | CNRSE ST-UH
MYP-2105-FCD-04 | MAYPOR-2105 | Fan Coil A/C, DX,1.5 ton | INTERNATIONAL ENVIRONMENTAL CORP | VEY06 B6S DX R6 BXX | FACILITIES | BOTH | D30 | D3040 | D3040122 | CNRSE | CNRSE ST-UH
MYP-2105-FCD-05 | MAYPOR-2105 | Fan Coil A/C, DX,1.5 ton | INTERNATIONAL ENVIRONMENTAL CORP | VEY06 B6S DX R6 BXX | FACILITIES | BOTH | D30 | D3040 | D3040122 | CNRSE | CNRSE ST-UH
MYP-2105-FCD-06 | MAYPOR-2105 | Fan Coil A/C, DX,1.5 ton | INTERNATIONAL ENVIRONMENTAL CORP | VEY06 B6S DX R6 BXX | FACILITIES | BOTH | D30 | D3040 | D3040122 | CNRSE | CNRSE ST-UH
MYP-2105-FCD-07 | MAYPOR-2105 | Fan Coil A/C, DX,1.5 ton | INTERNATIONAL ENVIRONMENTAL CORP | VEY06 B6S DX R6 BXX | FACILITIES | BOTH | D30 | D3040 | D3040122 | CNRSE | CNRSE ST-UH
MYP-2105-FCD-08 | MAYPOR-2105 | Fan Coil A/C, DX,1.5 ton | INTERNATIONAL ENVIRONMENTAL CORP | VEY06 B6S DX R6 BXX | FACILITIES | BOTH | D30 | D3040 | D3040122 | CNRSE | CNRSE ST-UH
MYP-2105-FCD-09 | MAYPOR-2105 | Fan Coil A/C, DX,1.5 ton | INTERNATIONAL ENVIRONMENTAL CORP | VEY06 B6S DX R6 BXX | FACILITIES | BOTH | D30 | D3040 | D3040122 | CNRSE | CNRSE ST-UH
MYP-2105-FCD-10 | MAYPOR-2105 | Fan Coil A/C, DX,1.5 ton | INTERNATIONAL ENVIRONMENTAL CORP | VEY06 B6S DX R6 BXX | FACILITIES | BOTH | D30 | D3040 | D3040122 | CNRSE | CNRSE ST-UH
MYP-2105-FCD-100 | MAYPOR-2105 | Fan Coil A/C, DX,1.5 ton | INTERNATIONAL ENVIRONMENTAL CORP | VEY06 B6S DX R6 BXX | FACILITIES | BOTH | D30 | D3040 | D3040122 | CNRSE | CNRSE ST-UH
MYP-2105-FCD-101 | MAYPOR-2105 | Fan Coil A/C, DX,1.5 ton | INTERNATIONAL ENVIRONMENTAL CORP | VEY06 B6S DX R6 BXX | FACILITIES | BOTH | D30 | D3040 | D3040122 | CNRSE | CNRSE ST-UH
MYP-2105-FCD-102 | MAYPOR-2105 | Fan Coil A/C, DX,1.5 ton | INTERNATIONAL ENVIRONMENTAL CORP | VEY06 B6S DX R6 BXX | FACILITIES | BOTH | D30 | D3040 | D3040122 | CNRSE | CNRSE ST-UH
MYP-2105-FCD-103 | MAYPOR-2105 | Fan Coil A/C, DX,1.5 ton | INTERNATIONAL ENVIRONMENTAL CORP | VEY06 B6S DX R6 BXX | FACILITIES | BOTH | D30 | D3040 | D3040122 | CNRSE | CNRSE ST-UH
MYP-2105-FCD-104 | MAYPOR-2105 | Fan Coil A/C, DX,1.5 ton | INTERNATIONAL ENVIRONMENTAL CORP | VEY06 B6S DX R6 BXX | FACILITIES | BOTH | D30 | D3040 | D3040122 | CNRSE | CNRSE ST-UH
MYP-2105-FCD-105 | MAYPOR-2105 | Fan Coil A/C, DX,1.5 ton | INTERNATIONAL ENVIRONMENTAL CORP | VEY06 B6S DX R6 BXX | FACILITIES | BOTH | D30 | D3040 | D3040122 | CNRSE | CNRSE ST-UH
MYP-2105-FCD-106 | MAYPOR-2105 | Fan Coil A/C, DX,1.5 ton | INTERNATIONAL ENVIRONMENTAL CORP | VEY06 B6S DX R6 BXX | FACILITIES | BOTH | D30 | D3040 | D3040122 | CNRSE | CNRSE ST-UH
MYP-2105-FCD-107 | MAYPOR-2105 | Fan Coil A/C, DX,1.5 ton | INTERNATIONAL ENVIRONMENTAL CORP | VEY06 B6S DX R6 BXX | FACILITIES | BOTH | D30 | D3040 | D3040122 | CNRSE | CNRSE ST-UH
MYP-2105-FCD-108 | MAYPOR-2105 | Fan Coil A/C, DX,1.5 ton | INTERNATIONAL ENVIRONMENTAL CORP | VEY06 B6S DX R6 BXX | FACILITIES | BOTH | D30 | D3040 | D3040122 | CNRSE | CNRSE ST-UH
MYP-2105-FCD-109 | MAYPOR-2105 | Fan Coil A/C, DX,1.5 ton | INTERNATIONAL ENVIRONMENTAL CORP | VEY06 B6S DX R6 BXX | FACILITIES | BOTH | D30 | D3040 | D3040122 | CNRSE | CNRSE ST-UH
MYP-2105-FCD-11 | MAYPOR-2105 | Fan Coil A/C, DX,1.5 ton | INTERNATIONAL ENVIRONMENTAL CORP | VEY06 B6S DX R6 BXX | FACILITIES | BOTH | D30 | D3040 | D3040122 | CNRSE | CNRSE ST-UH
MYP-2105-FCD-110 | MAYPOR-2105 | Fan Coil A/C, DX,1.5 ton | INTERNATIONAL ENVIRONMENTAL CORP | VEY06 B6S DX R6 BXX | FACILITIES | BOTH | D30 | D3040 | D3040122 | CNRSE | CNRSE ST-UH
MYP-2105-FCD-111 | MAYPOR-2105 | Fan Coil A/C, DX,1.5 ton | INTERNATIONAL ENVIRONMENTAL CORP | VEY06 B6S DX R6 BXX | FACILITIES | BOTH | D30 | D3040 | D3040122 | CNRSE | CNRSE ST-UH
MYP-2105-FCD-112 | MAYPOR-2105 | Fan Coil A/C, DX,1.5 ton | INTERNATIONAL ENVIRONMENTAL CORP | VEY06 B6S DX R6 BXX | FACILITIES | BOTH | D30 | D3040 | D3040122 | CNRSE | CNRSE ST-UH
MYP-2105-FCD-113 | MAYPOR-2105 | Fan Coil A/C, DX,1.5 ton | INTERNATIONAL ENVIRONMENTAL CORP | VEY06 B6S DX R6 BXX | FACILITIES | BOTH | D30 | D3040 | D3040122 | CNRSE | CNRSE ST-UH
MYP-2105-FCD-114 | MAYPOR-2105 | Fan Coil A/C, DX,1.5 ton | INTERNATIONAL ENVIRONMENTAL CORP | VEY06 B6S DX R6 BXX | FACILITIES | BOTH | D30 | D3040 | D3040122 | CNRSE | CNRSE ST-UH
MYP-2105-FCD-115 | MAYPOR-2105 | Fan Coil A/C, DX,1.5 ton | INTERNATIONAL ENVIRONMENTAL CORP | VEY06 B6S DX R6 BXX | FACILITIES | BOTH | D30 | D3040 | D3040122 | CNRSE | CNRSE ST-UH
MYP-2105-FCD-116 | MAYPOR-2105 | Fan Coil A/C, DX,1.5 ton | INTERNATIONAL ENVIRONMENTAL CORP | VEY06 B6S DX R6 BXX | FACILITIES | BOTH | D30 | D3040 | D3040122 | CNRSE | CNRSE ST-UH
MYP-2105-FCD-117 | MAYPOR-2105 | Fan Coil A/C, DX,1.5 ton | INTERNATIONAL ENVIRONMENTAL CORP | VEY06 B6S DX R6 BXX | FACILITIES | BOTH | D30 | D3040 | D3040122 | CNRSE | CNRSE ST-UH
MYP-2105-FCD-118 | MAYPOR-2105 | Fan Coil A/C, DX,1.5 ton | INTERNATIONAL ENVIRONMENTAL CORP | VEY06 B6S DX R6 BXX | FACILITIES | BOTH | D30 | D3040 | D3040122 | CNRSE | CNRSE ST-UH
MYP-2105-FCD-119 | MAYPOR-2105 | Fan Coil A/C, DX,1.5 ton | INTERNATIONAL ENVIRONMENTAL CORP | VEY06 B6S DX R6 BXX | FACILITIES | BOTH | D30 | D3040 | D3040122 | CNRSE | CNRSE ST-UH
MYP-2105-FCD-12 | MAYPOR-2105 | Fan Coil A/C, DX,1.5 ton | INTERNATIONAL ENVIRONMENTAL CORP | VEY06 B6S DX R6 BXX | FACILITIES | BOTH | D30 | D3040 | D3040122 | CNRSE | CNRSE ST-UH
MYP-2105-FCD-120 | MAYPOR-2105 | Fan Coil A/C, DX,1.5 ton | INTERNATIONAL ENVIRONMENTAL CORP | VEY06 B6S DX R6 BXX | FACILITIES | BOTH | D30 | D3040 | D3040122 | CNRSE | CNRSE ST-UH
MYP-2105-FCD-121 | MAYPOR-2105 | Fan Coil A/C, DX,1.5 ton | INTERNATIONAL ENVIRONMENTAL CORP | VEY06 B6S DX R6 BXX | FACILITIES | BOTH | D30 | D3040 | D3040122 | CNRSE | CNRSE ST-UH
MYP-2105-FCD-122 | MAYPOR-2105 | Fan Coil A/C, DX,1.5 ton | INTERNATIONAL ENVIRONMENTAL CORP | VEY06 B6S DX R6 BXX | FACILITIES | BOTH | D30 | D3040 | D3040122 | CNRSE | CNRSE ST-UH
MYP-2105-FCD-123 | MAYPOR-2105 | Fan Coil A/C, DX,1.5 ton | INTERNATIONAL ENVIRONMENTAL CORP | VEY06 B6S DX R6 BXX | FACILITIES | BOTH | D30 | D3040 | D3040122 | CNRSE | CNRSE ST-UH
MYP-2105-FCD-124 | MAYPOR-2105 | Fan Coil A/C, DX,1.5 ton | INTERNATIONAL ENVIRONMENTAL CORP | VEY06 B6S DX R6 BXX | FACILITIES | BOTH | D30 | D3040 | D3040122 | CNRSE | CNRSE ST-UH
MYP-2105-FCD-125 | MAYPOR-2105 | Fan Coil A/C, DX,1.5 ton | INTERNATIONAL ENVIRONMENTAL CORP | VEY06 B6S DX R6 BXX | FACILITIES | BOTH | D30 | D3040 | D3040122 | CNRSE | CNRSE ST-UH
MYP-2105-FCD-126 | MAYPOR-2105 | Fan Coil A/C, DX,1.5 ton | INTERNATIONAL ENVIRONMENTAL CORP | VEY06 B6S DX R6 BXX | FACILITIES | BOTH | D30 | D3040 | D3040122 | CNRSE | CNRSE ST-UH
MYP-2105-FCD-127 | MAYPOR-2105 | Fan Coil A/C, DX,1.5 ton | INTERNATIONAL ENVIRONMENTAL CORP | VEY06 B6S DX R6 BXX | FACILITIES | BOTH | D30 | D3040 | D3040122 | CNRSE | CNRSE ST-UH
MYP-2105-FCD-128 | MAYPOR-2105 | Fan Coil A/C, DX,1.5 ton | INTERNATIONAL ENVIRONMENTAL CORP | VEY06 B6S DX R6 BXX | FACILITIES | BOTH | D30 | D3040 | D3040122 | CNRSE | CNRSE ST-UH
MYP-2105-FCD-129 | MAYPOR-2105 | Fan Coil A/C, DX,1.5 ton | INTERNATIONAL ENVIRONMENTAL CORP | VEY06 B6S DX R6 BXX | FACILITIES | BOTH | D30 | D3040 | D3040122 | CNRSE | CNRSE ST-UH
MYP-2105-FCD-13 | MAYPOR-2105 | Fan Coil A/C, DX,1.5 ton | INTERNATIONAL ENVIRONMENTAL CORP | VEY06 B6S DX R6 BXX | FACILITIES | BOTH | D30 | D3040 | D3040122 | CNRSE | CNRSE ST-UH
MYP-2105-FCD-130 | MAYPOR-2105 | Fan Coil A/C, DX,1.5 ton | INTERNATIONAL ENVIRONMENTAL CORP | VEY06 B6S DX R6 BXX | FACILITIES | BOTH | D30 | D3040 | D3040122 | CNRSE | CNRSE ST-UH
MYP-2105-FCD-132 | MAYPOR-2105 | Fan Coil A/C, DX,1.5 ton | INTERNATIONAL ENVIRONMENTAL CORP | VEY06 B6S DX R6 BXX | FACILITIES | BOTH | D30 | D3040 | D3040122 | CNRSE | CNRSE ST-UH
MYP-2105-FCD-133 | MAYPOR-2105 | Fan Coil A/C, DX,1.5 ton | INTERNATIONAL ENVIRONMENTAL CORP | VEY06 B6S DX R6 BXX | FACILITIES | BOTH | D30 | D3040 | D3040122 | CNRSE | CNRSE ST-UH
MYP-2105-FCD-134 | MAYPOR-2105 | Fan Coil A/C, DX,1.5 ton | INTERNATIONAL ENVIRONMENTAL CORP | VEY06 B6S DX R6 BXX | FACILITIES | BOTH | D30 | D3040 | D3040122 | CNRSE | CNRSE ST-UH
MYP-2105-FCD-14 | MAYPOR-2105 | Fan Coil A/C, DX,1.5 ton | INTERNATIONAL ENVIRONMENTAL CORP | VEY06 B6S DX R6 BXX | FACILITIES | BOTH | D30 | D3040 | D3040122 | CNRSE | CNRSE ST-UH
MYP-2105-FCD-15 | MAYPOR-2105 | Fan Coil A/C, DX,1.5 ton | INTERNATIONAL ENVIRONMENTAL CORP | VEY06 B6S DX R6 BXX | FACILITIES | BOTH | D30 | D3040 | D3040122 | CNRSE | CNRSE ST-UH
MYP-2105-FCD-16 | MAYPOR-2105 | Fan Coil A/C, DX,1.5 ton | INTERNATIONAL ENVIRONMENTAL CORP | VEY06 B6S DX R6 BXX | FACILITIES | BOTH | D30 | D3040 | D3040122 | CNRSE | CNRSE ST-UH
MYP-2105-FCD-17 | MAYPOR-2105 | Fan Coil A/C, DX,1.5 ton | INTERNATIONAL ENVIRONMENTAL CORP | VEY06 B6S DX R6 BXX | FACILITIES | BOTH | D30 | D3040 | D3040122 | CNRSE | CNRSE ST-UH
MYP-2105-FCD-18 | MAYPOR-2105 | Fan Coil A/C, DX,1.5 ton | INTERNATIONAL ENVIRONMENTAL CORP | VEY06 B6S DX R6 BXX | FACILITIES | BOTH | D30 | D3040 | D3040122 | CNRSE | CNRSE ST-UH
MYP-2105-FCD-19 | MAYPOR-2105 | Fan Coil A/C, DX,1.5 ton | INTERNATIONAL ENVIRONMENTAL CORP | VEY06 B6S DX R6 BXX | FACILITIES | BOTH | D30 | D3040 | D3040122 | CNRSE | CNRSE ST-UH
MYP-2105-FCD-20 | MAYPOR-2105 | Fan Coil A/C, DX,1.5 ton | INTERNATIONAL ENVIRONMENTAL CORP | VEY06 B6S DX R6 BXX | FACILITIES | BOTH | D30 | D3040 | D3040122 | CNRSE | CNRSE ST-UH
MYP-2105-FCD-21 | MAYPOR-2105 | Fan Coil A/C, DX,1.5 ton | INTERNATIONAL ENVIRONMENTAL CORP | VEY06 B6S DX R6 BXX | FACILITIES | BOTH | D30 | D3040 | D3040122 | CNRSE | CNRSE ST-UH
MYP-2105-FCD-22 | MAYPOR-2105 | Fan Coil A/C, DX,1.5 ton | INTERNATIONAL ENVIRONMENTAL CORP | VEY06 B6S DX R6 BXX | FACILITIES | BOTH | D30 | D3040 | D3040122 | CNRSE | CNRSE ST-UH
MYP-2105-FCD-23 | MAYPOR-2105 | Fan Coil A/C, DX,1.5 ton | INTERNATIONAL ENVIRONMENTAL CORP | VEY06 B6S DX R6 BXX | FACILITIES | BOTH | D30 | D3040 | D3040122 | CNRSE | CNRSE ST-UH
MYP-2105-FCD-24 | MAYPOR-2105 | Fan Coil A/C, DX,1.5 ton | INTERNATIONAL ENVIRONMENTAL CORP | VEY06 B6S DX R6 BXX | FACILITIES | BOTH | D30 | D3040 | D3040122 | CNRSE | CNRSE ST-UH
MYP-2105-FCD-25 | MAYPOR-2105 | Fan Coil A/C, DX,1.5 ton | INTERNATIONAL ENVIRONMENTAL CORP | VEY06 B6S DX R6 BXX | FACILITIES | BOTH | D30 | D3040 | D3040122 | CNRSE | CNRSE ST-UH
MYP-2105-FCD-26 | MAYPOR-2105 | Fan Coil A/C, DX,1.5 ton | INTERNATIONAL ENVIRONMENTAL CORP | VEY06 B6S DX R6 BXX | FACILITIES | BOTH | D30 | D3040 | D3040122 | CNRSE | CNRSE ST-UH
MYP-2105-FCD-27 | MAYPOR-2105 | Fan Coil A/C, DX,1.5 ton | INTERNATIONAL ENVIRONMENTAL CORP | VEY06 B6S DX R6 BXX | FACILITIES | BOTH | D30 | D3040 | D3040122 | CNRSE | CNRSE ST-UH
MYP-2105-FCD-28 | MAYPOR-2105 | Fan Coil A/C, DX,1.5 ton | INTERNATIONAL ENVIRONMENTAL CORP | VEY06 B6S DX R6 BXX | FACILITIES | BOTH | D30 | D3040 | D3040122 | CNRSE | CNRSE ST-UH
MYP-2105-FCD-29 | MAYPOR-2105 | FAN COIL A/C, DUCT MOUNT, 2 PIPE, 1.5 TON | INTERNATIONAL ENVIRONMENTAL CORP | VEY06 B6S DX R6 BXX | FACILITIES | BOTH | D30 | D3040 | D3040124 | CNRSE | CNRSE ST-UH
MYP-2105-FCD-30 | MAYPOR-2105 | Fan Coil A/C, DX,1.5 ton | INTERNATIONAL ENVIRONMENTAL CORP | VEY06 B6S DX R6 BXX | FACILITIES | BOTH | D30 | D3040 | D3040122 | CNRSE | CNRSE ST-UH
MYP-2105-FCD-31 | MAYPOR-2105 | Fan Coil A/C, DX,1.5 ton | INTERNATIONAL ENVIRONMENTAL CORP | VEY06 B6S DX R6 BXX | FACILITIES | BOTH | D30 | D3040 | D3040122 | CNRSE | CNRSE ST-UH
MYP-2105-FCD-32 | MAYPOR-2105 | Fan Coil A/C, DX,1.5 ton | INTERNATIONAL ENVIRONMENTAL CORP | VEY06 B6S DX R6 BXX | FACILITIES | BOTH | D30 | D3040 | D3040122 | CNRSE | CNRSE ST-UH
MYP-2105-FCD-33 | MAYPOR-2105 | Fan Coil A/C, DX,1.5 ton | INTERNATIONAL ENVIRONMENTAL CORP | VEY06 B6S DX R6 BXX | FACILITIES | BOTH | D30 | D3040 | D3040122 | CNRSE | CNRSE ST-UH
MYP-2105-FCD-34 | MAYPOR-2105 | Fan Coil A/C, DX,1.5 ton | INTERNATIONAL ENVIRONMENTAL CORP | VEY06 B6S DX R6 BXX | FACILITIES | BOTH | D30 | D3040 | D3040122 | CNRSE | CNRSE ST-UH
MYP-2105-FCD-35 | MAYPOR-2105 | Fan Coil A/C, DX,1.5 ton | INTERNATIONAL ENVIRONMENTAL CORP | VEY06 B6S DX R6 BXX | FACILITIES | BOTH | D30 | D3040 | D3040122 | CNRSE | CNRSE ST-UH
MYP-2105-FCD-36 | MAYPOR-2105 | Fan Coil A/C, DX,1.5 ton | INTERNATIONAL ENVIRONMENTAL CORP | VEY06 B6S DX R6 BXX | FACILITIES | BOTH | D30 | D3040 | D3040122 | CNRSE | CNRSE ST-UH
MYP-2105-FCD-37 | MAYPOR-2105 | Fan Coil A/C, DX,1.5 ton | INTERNATIONAL ENVIRONMENTAL CORP | VEY06 B6S DX R6 BXX | FACILITIES | BOTH | D30 | D3040 | D3040122 | CNRSE | CNRSE ST-UH
MYP-2105-FCD-38 | MAYPOR-2105 | Fan Coil A/C, DX,1.5 ton | INTERNATIONAL ENVIRONMENTAL CORP | VEY06 B6S DX R6 BXX | FACILITIES | BOTH | D30 | D3040 | D3040122 | CNRSE | CNRSE ST-UH
MYP-2105-FCD-39 | MAYPOR-2105 | Fan Coil A/C, DX,1.5 ton | INTERNATIONAL ENVIRONMENTAL CORP | VEY06 B6S DX R6 BXX | FACILITIES | BOTH | D30 | D3040 | D3040122 | CNRSE | CNRSE ST-UH
MYP-2105-FCD-40 | MAYPOR-2105 | Fan Coil A/C, DX,1.5 ton | INTERNATIONAL ENVIRONMENTAL CORP | VEY06 B6S DX R6 BXX | FACILITIES | BOTH | D30 | D3040 | D3040122 | CNRSE | CNRSE ST-UH
MYP-2105-FCD-41 | MAYPOR-2105 | Fan Coil A/C, DX,1.5 ton | INTERNATIONAL ENVIRONMENTAL CORP | VEY06 B6S DX R6 BXX | FACILITIES | BOTH | D30 | D3040 | D3040122 | CNRSE | CNRSE ST-UH
MYP-2105-FCD-42 | MAYPOR-2105 | Fan Coil A/C, DX,1.5 ton | INTERNATIONAL ENVIRONMENTAL CORP | VEY06 B6S DX R6 BXX | FACILITIES | BOTH | D30 | D3040 | D3040122 | CNRSE | CNRSE ST-UH
MYP-2105-FCD-43 | MAYPOR-2105 | Fan Coil A/C, DX,1.5 ton | INTERNATIONAL ENVIRONMENTAL CORP | VEY06 B6S DX R6 BXX | FACILITIES | BOTH | D30 | D3040 | D3040122 | CNRSE | CNRSE ST-UH
MYP-2105-FCD-44 | MAYPOR-2105 | Fan Coil A/C, DX,1.5 ton | INTERNATIONAL ENVIRONMENTAL CORP | VEY06 B6S DX R6 BXX | FACILITIES | BOTH | D30 | D3040 | D3040122 | CNRSE | CNRSE ST-UH
MYP-2105-FCD-45 | MAYPOR-2105 | Fan Coil A/C, DX,1.5 ton | INTERNATIONAL ENVIRONMENTAL CORP | VEY06 B6S DX R6 BXX | FACILITIES | BOTH | D30 | D3040 | D3040122 | CNRSE | CNRSE ST-UH
MYP-2105-FCD-46 | MAYPOR-2105 | Fan Coil A/C, DX,1.5 ton | INTERNATIONAL ENVIRONMENTAL CORP | VEY06 B6S DX R6 BXX | FACILITIES | BOTH | D30 | D3040 | D3040122 | CNRSE | CNRSE ST-UH
MYP-2105-FCD-47 | MAYPOR-2105 | Fan Coil A/C, DX,1.5 ton | INTERNATIONAL ENVIRONMENTAL CORP | VEY06 B6S DX R6 BXX | FACILITIES | BOTH | D30 | D3040 | D3040122 | CNRSE | CNRSE ST-UH
MYP-2105-FCD-48 | MAYPOR-2105 | Fan Coil A/C, DX,1.5 ton | INTERNATIONAL ENVIRONMENTAL CORP | VEY06 B6S DX R6 BXX | FACILITIES | BOTH | D30 | D3040 | D3040122 | CNRSE | CNRSE ST-UH
MYP-2105-FCD-49 | MAYPOR-2105 | Fan Coil A/C, DX,1.5 ton | INTERNATIONAL ENVIRONMENTAL CORP | VEY06 B6S DX R6 BXX | FACILITIES | BOTH | D30 | D3040 | D3040122 | CNRSE | CNRSE ST-UH
MYP-2105-FCD-50 | MAYPOR-2105 | Fan Coil A/C, DX,1.5 ton | INTERNATIONAL ENVIRONMENTAL CORP | VEY06 B6S DX R6 BXX | FACILITIES | BOTH | D30 | D3040 | D3040122 | CNRSE | CNRSE ST-UH
MYP-2105-FCD-51 | MAYPOR-2105 | Fan Coil A/C, DX,1.5 ton | INTERNATIONAL ENVIRONMENTAL CORP | VEY06 B6S DX R6 BXX | FACILITIES | BOTH | D30 | D3040 | D3040122 | CNRSE | CNRSE ST-UH
MYP-2105-FCD-52 | MAYPOR-2105 | Fan Coil A/C, DX,1.5 ton | INTERNATIONAL ENVIRONMENTAL CORP | VEY06 B6S DX R6 BXX | FACILITIES | BOTH | D30 | D3040 | D3040122 | CNRSE | CNRSE ST-UH
MYP-2105-FCD-53 | MAYPOR-2105 | Fan Coil A/C, DX,1.5 ton | INTERNATIONAL ENVIRONMENTAL CORP | VEY06 B6S DX R6 BXX | FACILITIES | BOTH | D30 | D3040 | D3040122 | CNRSE | CNRSE ST-UH
MYP-2105-FCD-54 | MAYPOR-2105 | Fan Coil A/C, DX,1.5 ton | INTERNATIONAL ENVIRONMENTAL CORP | VEY06 B6S DX R6 BXX | FACILITIES | BOTH | D30 | D3040 | D3040122 | CNRSE | CNRSE ST-UH
MYP-2105-FCD-55 | MAYPOR-2105 | Fan Coil A/C, DX,1.5 ton | INTERNATIONAL ENVIRONMENTAL CORP | VEY06 B6S DX R6 BXX | FACILITIES | BOTH | D30 | D3040 | D3040122 | CNRSE | CNRSE ST-UH
MYP-2105-FCD-56 | MAYPOR-2105 | Fan Coil A/C, DX,1.5 ton | INTERNATIONAL ENVIRONMENTAL CORP | VEY06 B6S DX R6 BXX | FACILITIES | BOTH | D30 | D3040 | D3040122 | CNRSE | CNRSE ST-UH
MYP-2105-FCD-57 | MAYPOR-2105 | Fan Coil A/C, DX,1.5 ton | INTERNATIONAL ENVIRONMENTAL CORP | VEY06 B6S DX R6 BXX | FACILITIES | BOTH | D30 | D3040 | D3040122 | CNRSE | CNRSE ST-UH
MYP-2105-FCD-58 | MAYPOR-2105 | Fan Coil A/C, DX,1.5 ton | INTERNATIONAL ENVIRONMENTAL CORP | VEY06 B6S DX R6 BXX | FACILITIES | BOTH | D30 | D3040 | D3040122 | CNRSE | CNRSE ST-UH
MYP-2105-FCD-59 | MAYPOR-2105 | Fan Coil A/C, DX,1.5 ton | INTERNATIONAL ENVIRONMENTAL CORP | VEY06 B6S DX R6 BXX | FACILITIES | BOTH | D30 | D3040 | D3040122 | CNRSE | CNRSE ST-UH
MYP-2105-FCD-60 | MAYPOR-2105 | Fan Coil A/C, DX,1.5 ton | INTERNATIONAL ENVIRONMENTAL CORP | VEY06 B6S DX R6 BXX | FACILITIES | BOTH | D30 | D3040 | D3040122 | CNRSE | CNRSE ST-UH
MYP-2105-FCD-61 | MAYPOR-2105 | Fan Coil A/C, DX,1.5 ton | INTERNATIONAL ENVIRONMENTAL CORP | VEY06 B6S DX R6 BXX | FACILITIES | BOTH | D30 | D3040 | D3040122 | CNRSE | CNRSE ST-UH
MYP-2105-FCD-62 | MAYPOR-2105 | Fan Coil A/C, DX,1.5 ton | INTERNATIONAL ENVIRONMENTAL CORP | VEY06 B6S DX R6 BXX | FACILITIES | BOTH | D30 | D3040 | D3040122 | CNRSE | CNRSE ST-UH
MYP-2105-FCD-63 | MAYPOR-2105 | Fan Coil A/C, DX,1.5 ton | INTERNATIONAL ENVIRONMENTAL CORP | VEY06 B6S DX R6 BXX | FACILITIES | BOTH | D30 | D3040 | D3040122 | CNRSE | CNRSE ST-UH
MYP-2105-FCD-64 | MAYPOR-2105 | Fan Coil A/C, DX,1.5 ton | INTERNATIONAL ENVIRONMENTAL CORP | VEY06 B6S DX R6 BXX | FACILITIES | BOTH | D30 | D3040 | D3040122 | CNRSE | CNRSE ST-UH
MYP-2105-FCD-65 | MAYPOR-2105 | Fan Coil A/C, DX,1.5 ton | INTERNATIONAL ENVIRONMENTAL CORP | VEY06 B6S DX R6 BXX | FACILITIES | BOTH | D30 | D3040 | D3040122 | CNRSE | CNRSE ST-UH
MYP-2105-FCD-66 | MAYPOR-2105 | Fan Coil A/C, DX,1.5 ton | INTERNATIONAL ENVIRONMENTAL CORP | VEY06 B6S DX R6 BXX | FACILITIES | BOTH | D30 | D3040 | D3040122 | CNRSE | CNRSE ST-UH
MYP-2105-FCD-67 | MAYPOR-2105 | Fan Coil A/C, DX,1.5 ton | INTERNATIONAL ENVIRONMENTAL CORP | VEY06 B6S DX R6 BXX | FACILITIES | BOTH | D30 | D3040 | D3040122 | CNRSE | CNRSE ST-UH
MYP-2105-FCD-68 | MAYPOR-2105 | Fan Coil A/C, DX,1.5 ton | INTERNATIONAL ENVIRONMENTAL CORP | VEY06 B6S DX R6 BXX | FACILITIES | BOTH | D30 | D3040 | D3040122 | CNRSE | CNRSE ST-UH
MYP-2105-FCD-69 | MAYPOR-2105 | Fan Coil A/C, DX,1.5 ton | INTERNATIONAL ENVIRONMENTAL CORP | VEY06 B6S DX R6 BXX | FACILITIES | BOTH | D30 | D3040 | D3040122 | CNRSE | CNRSE ST-UH
MYP-2105-FCD-70 | MAYPOR-2105 | Fan Coil A/C, DX,1.5 ton | INTERNATIONAL ENVIRONMENTAL CORP | VEY06 B6S DX R6 BXX | FACILITIES | BOTH | D30 | D3040 | D3040122 | CNRSE | CNRSE ST-UH
MYP-2105-FCD-71 | MAYPOR-2105 | Fan Coil A/C, DX,1.5 ton | INTERNATIONAL ENVIRONMENTAL CORP | VEY06 B6S DX R6 BXX | FACILITIES | BOTH | D30 | D3040 | D3040122 | CNRSE | CNRSE ST-UH
MYP-2105-FCD-72 | MAYPOR-2105 | Fan Coil A/C, DX,1.5 ton | INTERNATIONAL ENVIRONMENTAL CORP | VEY06 B6S DX R6 BXX | FACILITIES | BOTH | D30 | D3040 | D3040122 | CNRSE | CNRSE ST-UH
MYP-2105-FCD-73 | MAYPOR-2105 | Fan Coil A/C, DX,1.5 ton | INTERNATIONAL ENVIRONMENTAL CORP | VEY06 B6S DX R6 BXX | FACILITIES | BOTH | D30 | D3040 | D3040122 | CNRSE | CNRSE ST-UH
MYP-2105-FCD-74 | MAYPOR-2105 | Fan Coil A/C, DX,1.5 ton | INTERNATIONAL ENVIRONMENTAL CORP | VEY06 B6S DX R6 BXX | FACILITIES | BOTH | D30 | D3040 | D3040122 | CNRSE | CNRSE ST-UH
MYP-2105-FCD-75 | MAYPOR-2105 | Fan Coil A/C, DX,1.5 ton | INTERNATIONAL ENVIRONMENTAL CORP | VEY06 B6S DX R6 BXX | FACILITIES | BOTH | D30 | D3040 | D3040122 | CNRSE | CNRSE ST-UH
MYP-2105-FCD-76 | MAYPOR-2105 | Fan Coil A/C, DX,1.5 ton | INTERNATIONAL ENVIRONMENTAL CORP | VEY06 B6S DX R6 BXX | FACILITIES | BOTH | D30 | D3040 | D3040122 | CNRSE | CNRSE ST-UH
MYP-2105-FCD-77 | MAYPOR-2105 | Fan Coil A/C, DX,1.5 ton | INTERNATIONAL ENVIRONMENTAL CORP | VEY06 B6S DX R6 BXX | FACILITIES | BOTH | D30 | D3040 | D3040122 | CNRSE | CNRSE ST-UH
MYP-2105-FCD-78 | MAYPOR-2105 | Fan Coil A/C, DX,1.5 ton | INTERNATIONAL ENVIRONMENTAL CORP | VEY06 B6S DX R6 BXX | FACILITIES | BOTH | D30 | D3040 | D3040122 | CNRSE | CNRSE ST-UH
MYP-2105-FCD-79 | MAYPOR-2105 | Fan Coil A/C, DX,1.5 ton | INTERNATIONAL ENVIRONMENTAL CORP | VEY06 B6S DX R6 BXX | FACILITIES | BOTH | D30 | D3040 | D3040122 | CNRSE | CNRSE ST-UH
MYP-2105-FCD-80 | MAYPOR-2105 | Fan Coil A/C, DX,1.5 ton | INTERNATIONAL ENVIRONMENTAL CORP | VEY06 B6S DX R6 BXX | FACILITIES | BOTH | D30 | D3040 | D3040122 | CNRSE | CNRSE ST-UH
MYP-2105-FCD-81 | MAYPOR-2105 | Fan Coil A/C, DX,1.5 ton | INTERNATIONAL ENVIRONMENTAL CORP | VEY06 B6S DX R6 BXX | FACILITIES | BOTH | D30 | D3040 | D3040122 | CNRSE | CNRSE ST-UH
MYP-2105-FCD-82 | MAYPOR-2105 | Fan Coil A/C, DX,1.5 ton | INTERNATIONAL ENVIRONMENTAL CORP | VEY06 B6S DX R6 BXX | FACILITIES | BOTH | D30 | D3040 | D3040122 | CNRSE | CNRSE ST-UH
MYP-2105-FCD-83 | MAYPOR-2105 | Fan Coil A/C, DX,1.5 ton | INTERNATIONAL ENVIRONMENTAL CORP | VEY06 B6S DX R6 BXX | FACILITIES | BOTH | D30 | D3040 | D3040122 | CNRSE | CNRSE ST-UH
MYP-2105-FCD-84 | MAYPOR-2105 | Fan Coil A/C, DX,1.5 ton | INTERNATIONAL ENVIRONMENTAL CORP | VEY06 B6S DX R6 BXX | FACILITIES | BOTH | D30 | D3040 | D3040122 | CNRSE | CNRSE ST-UH
MYP-2105-FCD-85 | MAYPOR-2105 | Fan Coil A/C, DX,1.5 ton | INTERNATIONAL ENVIRONMENTAL CORP | VEY06 B6S DX R6 BXX | FACILITIES | BOTH | D30 | D3040 | D3040122 | CNRSE | CNRSE ST-UH
MYP-2105-FCD-86 | MAYPOR-2105 | Fan Coil A/C, DX,1.5 ton | INTERNATIONAL ENVIRONMENTAL CORP | VEY06 B6S DX R6 BXX | FACILITIES | BOTH | D30 | D3040 | D3040122 | CNRSE | CNRSE ST-UH
MYP-2105-FCD-87 | MAYPOR-2105 | Fan Coil A/C, DX,1.5 ton | INTERNATIONAL ENVIRONMENTAL CORP | VEY06 B6S DX R6 BXX | FACILITIES | BOTH | D30 | D3040 | D3040122 | CNRSE | CNRSE ST-UH
MYP-2105-FCD-88 | MAYPOR-2105 | Fan Coil A/C, DX,1.5 ton | INTERNATIONAL ENVIRONMENTAL CORP | VEY06 B6S DX R6 BXX | FACILITIES | BOTH | D30 | D3040 | D3040122 | CNRSE | CNRSE ST-UH
MYP-2105-FCD-89 | MAYPOR-2105 | Fan Coil A/C, DX,1.5 ton | INTERNATIONAL ENVIRONMENTAL CORP | VEY06 B6S DX R6 BXX | FACILITIES | BOTH | D30 | D3040 | D3040122 | CNRSE | CNRSE ST-UH
MYP-2105-FCD-90 | MAYPOR-2105 | Fan Coil A/C, DX,1.5 ton | INTERNATIONAL ENVIRONMENTAL CORP | VEY06 B6S DX R6 BXX | FACILITIES | BOTH | D30 | D3040 | D3040122 | CNRSE | CNRSE ST-UH
MYP-2105-FCD-91 | MAYPOR-2105 | Fan Coil A/C, DX,1.5 ton | INTERNATIONAL ENVIRONMENTAL CORP | VEY06 B6S DX R6 BXX | FACILITIES | BOTH | D30 | D3040 | D3040122 | CNRSE | CNRSE ST-UH
MYP-2105-FCD-92 | MAYPOR-2105 | Fan Coil A/C, DX,1.5 ton | INTERNATIONAL ENVIRONMENTAL CORP | VEY06 B6S DX R6 BXX | FACILITIES | BOTH | D30 | D3040 | D3040122 | CNRSE | CNRSE ST-UH
MYP-2105-FCD-93 | MAYPOR-2105 | Fan Coil A/C, DX,1.5 ton | INTERNATIONAL ENVIRONMENTAL CORP | VEY06 B6S DX R6 BXX | FACILITIES | BOTH | D30 | D3040 | D3040122 | CNRSE | CNRSE ST-UH
MYP-2105-FCD-94 | MAYPOR-2105 | Fan Coil A/C, DX,1.5 ton | INTERNATIONAL ENVIRONMENTAL CORP | VEY06 B6S DX R6 BXX | FACILITIES | BOTH | D30 | D3040 | D3040122 | CNRSE | CNRSE ST-UH
MYP-2105-FCD-95 | MAYPOR-2105 | Fan Coil A/C, DX,1.5 ton | INTERNATIONAL ENVIRONMENTAL CORP | VEY06 B6S DX R6 BXX | FACILITIES | BOTH | D30 | D3040 | D3040122 | CNRSE | CNRSE ST-UH
MYP-2105-FCD-96 | MAYPOR-2105 | Fan Coil A/C, DX,1.5 ton | INTERNATIONAL ENVIRONMENTAL CORP | VEY06 B6S DX R6 BXX | FACILITIES | BOTH | D30 | D3040 | D3040122 | CNRSE | CNRSE ST-UH
MYP-2105-FCD-97 | MAYPOR-2105 | Fan Coil A/C, DX,1.5 ton | INTERNATIONAL ENVIRONMENTAL CORP | VEY06 B6S DX R6 BXX | FACILITIES | BOTH | D30 | D3040 | D3040122 | CNRSE | CNRSE ST-UH
MYP-2105-FCD-98 | MAYPOR-2105 | Fan Coil A/C, DX,1.5 ton | INTERNATIONAL ENVIRONMENTAL CORP | VEY06 B6S DX R6 BXX | FACILITIES | BOTH | D30 | D3040 | D3040122 | CNRSE | CNRSE ST-UH
MYP-2105-FCD-99 | MAYPOR-2105 | Fan Coil A/C, DX,1.5 ton | INTERNATIONAL ENVIRONMENTAL CORP | VEY06 B6S DX R6 BXX | FACILITIES | BOTH | D30 | D3040 | D3040122 | CNRSE | CNRSE ST-UH
MYP-2105-FCF-01 | MAYPOR-2105 | FAN COIL UNIT | INTERNATIONAL ENVIRONMENTAL CORP | VEY06 B6S DX R6 BXX | FACILITIES | BOTH | D30 | D3040 | D3040122 | CNRSE | CNRSE ST-UH
MYP-2105-FCF-02 | MAYPOR-2105 | Fan Coil A/C, DX,1.5 ton | INTERNATIONAL ENVIRONMENTAL CORP | VEY06 B6S DX R6 BXX | FACILITIES | BOTH | D30 | D3040 | D3040122 | CNRSE | CNRSE ST-UH
MYP-2105-FCF-03 | MAYPOR-2105 | Fan Coil A/C, DX,1.5 ton | INTERNATIONAL ENVIRONMENTAL CORP | VEY06 B6S DX R6 BXX | FACILITIES | BOTH | D30 | D3040 | D3040122 | CNRSE | CNRSE ST-UH
MYP-2105-FCF-04 | MAYPOR-2105 | Fan Coil A/C, DX,1.5 ton | INTERNATIONAL ENVIRONMENTAL CORP | VEY06 B6S DX R6 BXX | FACILITIES | BOTH | D30 | D3040 | D3040122 | CNRSE | CNRSE ST-UH
MYP-2105-FCF-05 | MAYPOR-2105 | Fan Coil A/C, DX,1.5 ton | INTERNATIONAL ENVIRONMENTAL CORP | VEY06 B6S DX R6 BXX | FACILITIES | BOTH | D30 | D3040 | D3040122 | CNRSE | CNRSE ST-UH
MYP-2105-FCF-06 | MAYPOR-2105 | Fan Coil A/C, DX,1.5 ton | INTERNATIONAL ENVIRONMENTAL CORP | VEY06 B6S DX R6 BXX | FACILITIES | BOTH | D30 | D3040 | D3040122 | CNRSE | CNRSE ST-UH
MYP-2105-FCF-07 | MAYPOR-2105 | Fan Coil A/C, DX,1.5 ton | INTERNATIONAL ENVIRONMENTAL CORP | VEY06 B6S DX R6 BXX | FACILITIES | BOTH | D30 | D3040 | D3040122 | CNRSE | CNRSE ST-UH
MYP-2105-FCF-08 | MAYPOR-2105 | Fan Coil A/C, DX,1.5 ton | INTERNATIONAL ENVIRONMENTAL CORP | VEY06 B6S DX R6 BXX | FACILITIES | BOTH | D30 | D3040 | D3040122 | CNRSE | CNRSE ST-UH
MYP-2105-FCF-09 | MAYPOR-2105 | Fan Coil A/C, DX,1.5 ton | INTERNATIONAL ENVIRONMENTAL CORP | VEY06 B6S DX R6 BXX | FACILITIES | BOTH | D30 | D3040 | D3040122 | CNRSE | CNRSE ST-UH
MYP-2105-FCF-10 | MAYPOR-2105 | Fan Coil A/C, DX,1.5 ton | INTERNATIONAL ENVIRONMENTAL CORP | VEY06 B6S DX R6 BXX | FACILITIES | BOTH | D30 | D3040 | D3040122 | CNRSE | CNRSE ST-UH
MYP-2105-FCF-11 | MAYPOR-2105 | Fan Coil A/C, DX,1.5 ton | INTERNATIONAL ENVIRONMENTAL CORP | VEY06 B6S DX R6 BXX | FACILITIES | BOTH | D30 | D3040 | D3040122 | CNRSE | CNRSE ST-UH
MYP-2105-FCF-12 | MAYPOR-2105 | Fan Coil A/C, DX,1.5 ton | INTERNATIONAL ENVIRONMENTAL CORP | VEY06 B6S DX R6 BXX | FACILITIES | BOTH | D30 | D3040 | D3040122 | CNRSE | CNRSE ST-UH
MYP-2105-FCF-13 | MAYPOR-2105 | Fan Coil A/C, DX,1.5 ton | INTERNATIONAL ENVIRONMENTAL CORP | VEY06 B6S DX R6 BXX | FACILITIES | BOTH | D30 | D3040 | D3040122 | CNRSE | CNRSE ST-UH
MYP-2105-FCF-14 | MAYPOR-2105 | Fan Coil A/C, DX,1.5 ton | INTERNATIONAL ENVIRONMENTAL CORP | VEY06 B6S DX R6 BXX | FACILITIES | BOTH | D30 | D3040 | D3040122 | CNRSE | CNRSE ST-UH
MYP-2105-FCF-15 | MAYPOR-2105 | Fan Coil A/C, DX,1.5 ton | INTERNATIONAL ENVIRONMENTAL CORP | VEY06 B6S DX R6 BXX | FACILITIES | BOTH | D30 | D3040 | D3040122 | CNRSE | CNRSE ST-UH
MYP-2105-FCF-16 | MAYPOR-2105 | Fan Coil A/C, DX,1.5 ton | INTERNATIONAL ENVIRONMENTAL CORP | VEY06 B6S DX R6 BXX | FACILITIES | BOTH | D30 | D3040 | D3040122 | CNRSE | CNRSE ST-UH
MYP-2105-FCF-17 | MAYPOR-2105 | Fan Coil A/C, DX,1.5 ton | INTERNATIONAL ENVIRONMENTAL CORP | VEY06 B6S DX R6 BXX | FACILITIES | BOTH | D30 | D3040 | D3040122 | CNRSE | CNRSE ST-UH
MYP-2105-HTP-00 | MAYPOR-2105 | HEAT TRANSFER PACKAGES | Unknown | Unknown | FACILITIES | BOTH | D20 | D2020 | D2020904 | CNRSE | CNRSE ST-UH
MYP-2105-UHA-01 | MAYPOR-2105 | UNIT HEATERS, HOT WATER | MODINE | Unknown | FACILITIES | BOTH | D30 | D3050 | D3050130 | CNRSE | CNRSE ST-UH
MYP-2105-WHS-00 | MAYPOR-2105 | PUMPS, PRESSURE BOOSTER SYSTEM | Unknown | Unknown | FACILITIES | BOTH | D20 | D2020 | D2020901 | CNRSE | CNRSE ST-UH
MYP-2234-AHC-01 | MAYPOR-2234 | AIR HANDLING UNIT - 'J' ANNEX | YORK | XTI-054X060-DAJA017A | FACILITIES | BOTH | D30 | D3040 | D3040110 | CNRSE | CNRSE ST-UH
MYP-2234-CPS-01 | MAYPOR-2234 | CHILL WATER PUMP #1 PENTHOUSE #P-1 | PENTAIR | AURORA 07-0347635-1 | FACILITIES | BOTH | D30 | D3040 | D3040330 | CNRSE | CNRSE ST-UH
MYP-2234-CPS-02 | MAYPOR-2234 | CHILL WATER PUMP #2 PENTHOUSE #P-2 | BELL AND GOSSETT | 2071788 | FACILITIES | BOTH | D30 | D3040 | D3040330 | CNRSE | CNRSE ST-UH
MYP-2234-CPS-03 | MAYPOR-2234 | CONDENSER WATER PUMP #2, COOLING TOWER AREA, 20 HP | BALDOR-RELIANCE | EJMM2333T | FACILITIES | BOTH | D30 | D3040 | D3040330 | CNRSE | CNRSE ST-UH
MYP-2234-CPS-04 | MAYPOR-2234 | CONDENSER WATER PUMP #1, COOLING TOWER AREA, 20 HP | BELL GOSSETT | NO NAME PLATE | FACILITIES | BOTH | D30 | D3040 | D3040330 | CNRSE | CNRSE ST-UH
MYP-2234-CPS-05 | MAYPOR-2234 | HW TANK RECIRCULATION PUMP | BELL AND GOSSETT | Unknown | FACILITIES | BOTH | D20 | D2020 | D2020906 | CNRSE | CNRSE ST-UH
MYP-2234-CPS-06 | MAYPOR-2234 | HWP-1 HOT WATER RECIRCULATION PUMP | BELL GOSSETT | BG 102230 HW BOOSTER PUMP | FACILITIES | BOTH | D20 | D2020 | D2020906 | CNRSE | CNRSE ST-UH
MYP-2234-CPS-07 | MAYPOR-2234 | HW RECIRC PUMP, STORAGE TANK | TACO | 0013-SF3 SS | FACILITIES | BOTH | D20 | D2020 | D2020906 | CNRSE | CNRSE ST-UH
MYP-2234-CRW-01 | MAYPOR-2234 | CHILLER - 'J' ANNEX | TRANE | RTWD150A2C03A1A1AA2A1A1Y1E0A00000000000A000100D0 | FACILITIES | BOTH | D30 | D3030 | D3030130 | CNRSE | CNRSE ST-UH
MYP-2234-CTS-01 | MAYPOR-2234 | COOLING TOWER -'J' ANNEX | BAC | PT2-100SA-2L1 | FACILITIES | BOTH | D30 | D3030 | D3030330 | CNRSE | CNRSE ST-UH
MYP-2234-FCD-01 | MAYPOR-2234 | FAC#" MP-2234FAN COIL UNIT #319 3RD FLOOR SOUTH HALLWAY RM # MC-23 | INTERNATIONAL ENVIRONMENTAL CORP | VEY0600072875 | FACILITIES | BOTH | D30 | D3040 | D3040124 | CNRSE | CNRSE ST-UH
MYP-2234-FCD-02 | MAYPOR-2234 | FAC#" MP-2234FAN COIL UNIT # 216, 2ND FLOOR SOUTH HALLWAY MC-14 | INTERNATIONAL ENVIRONMENTAL CORP | VEY0800073057 | FACILITIES | BOTH | D30 | D3040 | D3040124 | CNRSE | CNRSE ST-UH
MYP-2234-FCD-03 | MAYPOR-2234 | FAC#" MP-2234FAN COIL UNIT # 213, 2ND FLOOR SOUTH HALLWAY RM# MC-13 | INTERNATIONAL ENVIRONMENTAL CORP | VEY0600072919 | FACILITIES | BOTH | D30 | D3040 | D3040124 | CNRSE | CNRSE ST-UH
MYP-2234-FCD-04 | MAYPOR-2234 | FAC#" MP-2234FAN COIL UNIT # 212, 2ND FLOOR SOUTH HALLWAY RM# MC-16 | INTERNATIONAL ENVIRONMENTAL CORP | VEY0800073057 | FACILITIES | BOTH | D30 | D3040 | D3040124 | CNRSE | CNRSE ST-UH
MYP-2234-FCD-05 | MAYPOR-2234 | FAC#" MP-2234FAN COIL UNIT # 207, 2ND FLOOR EAST WING RM MC-20 | INTERNATIONAL ENVIRONMENTAL CORP | VEY0600072960 | FACILITIES | BOTH | D30 | D3040 | D3040124 | CNRSE | CNRSE ST-UH
MYP-2234-FCD-06 | MAYPOR-2234 | FAC#" MP-2234FAN COIL UNIT # 203, 2ND FLOOR EAST WING RM MC-18 | INTERNATIONAL ENVIRONMENTAL CORP | VEY0600072960 | FACILITIES | BOTH | D30 | D3040 | D3040124 | CNRSE | CNRSE ST-UH
MYP-2234-FCD-07 | MAYPOR-2234 | FAC#" MP-2234FAN COIL UNIT # K, 1ST FLOOR SOUTH HALL WAY STORAGE RM 110 | INTERNATIONAL ENVIRONMENTAL CORP | BPY0800072673 | FACILITIES | BOTH | D30 | D3040 | D3040124 | CNRSE | CNRSE ST-UH
MYP-2234-FCD-08 | MAYPOR-2234 | FAC#" MP-2234FAN COIL UNIT #110, ROOM MC-6 1ST FLOOR SOUTH HALLWAY | INTERNATIONAL ENVIRONMENTAL CORP | VEY0800073051 | FACILITIES | BOTH | D30 | D3040 | D3040124 | CNRSE | CNRSE ST-UH
MYP-2234-FCD-09 | MAYPOR-2234 | FAC#" MP-2234FAN COIL UNIT #320 3RD FLOOR SOUTH HALLWAY RM # MC-22 | INTERNATIONAL ENVIRONMENTAL CORP | VEY0800073057 | FACILITIES | BOTH | D30 | D3040 | D3040124 | CNRSE | CNRSE ST-UH
MYP-2234-FCD-10 | MAYPOR-2234 | FAC#" MP-2234FAN COIL UNIT # 218, 2ND FLOOR SOUTH HALLWAY MC-12 | INTERNATIONAL ENVIRONMENTAL CORP | VEY0800073051 | FACILITIES | BOTH | D30 | D3040 | D3040124 | CNRSE | CNRSE ST-UH
MYP-2234-FCD-11 | MAYPOR-2234 | FAC#" MP-2234FAN COIL UNIT #311 3RD FLOOR SOUTH HALLWAY RM # MC-27 | INTERNATIONAL ENVIRONMENTAL CORP | VEY0600072875 | FACILITIES | BOTH | D30 | D3040 | D3040124 | CNRSE | CNRSE ST-UH
MYP-2234-FCD-12 | MAYPOR-2234 | FAC#" MP-2234FAN COIL UNIT #416, 4TH FLOOR SOUTH HALLWAY RM # MC-36 | INTERNATIONAL ENVIRONMENTAL CORP | VEY1000073067 | FACILITIES | BOTH | D30 | D3040 | D3040124 | CNRSE | CNRSE ST-UH
MYP-2234-FCD-13 | MAYPOR-2234 | FAC#" MP-2234FAN COIL UNIT #101, ROOM MC-8 1ST FLOOR EAST WING | INTERNATIONAL ENVIRONMENTAL CORP | VEY0600072919 | FACILITIES | BOTH | D30 | D3040 | D3040124 | CNRSE | CNRSE ST-UH
MYP-2234-FCD-14 | MAYPOR-2234 | FAC#" MP-2234FAN COIL UNIT #N-1, 3RD FLOOR SOUTH HALLWAY RM 302 JANITOR | INTERNATIONAL ENVIRONMENTAL CORP | CPY0400075680 | FACILITIES | BOTH | D30 | D3040 | D3040124 | CNRSE | CNRSE ST-UH
MYP-2234-FCD-15 | MAYPOR-2234 | FAC#" MP-2234FAN COIL UNIT #J-3-5, 3RD FLOOR SOUTH HALLWAY RM 304 STORAGE | INTERNATIONAL ENVIRONMENTAL CORP | BPY0800072673 | FACILITIES | BOTH | D30 | D3040 | D3040124 | CNRSE | CNRSE ST-UH
MYP-2234-FCD-16 | MAYPOR-2234 | FAC#" MP-2234FAN COIL UNIT #318 3RD FLOOR SOUTH HALLWAY RM # MC-22 | INTERNATIONAL ENVIRONMENTAL CORP | VEY0800073051 | FACILITIES | BOTH | D30 | D3040 | D3040124 | CNRSE | CNRSE ST-UH
MYP-2234-FCD-17 | MAYPOR-2234 | FAC#" MP-2234FAN COIL UNIT #J-3-E, 3RD FLOOR EAST WING ROOM 303 STORAGE | INTERNATIONAL ENVIRONMENTAL CORP | BPY0800075672 | FACILITIES | BOTH | D30 | D3040 | D3040124 | CNRSE | CNRSE ST-UH
MYP-2234-FCD-18 | MAYPOR-2234 | FAC#" MP-2234FAN COIL UNIT #302 3RD FLOOR EAST WING RM # MC-29 | INTERNATIONAL ENVIRONMENTAL CORP | VEY0800073057 | FACILITIES | BOTH | D30 | D3040 | D3040124 | CNRSE | CNRSE ST-UH
MYP-2234-FCD-19 | MAYPOR-2234 | FAC#" MP-2234FAN COIL UNIT #315 3RD FLOOR SOUTH HALLWAY RM # MC-25 | INTERNATIONAL ENVIRONMENTAL CORP | VEY0600072875 | FACILITIES | BOTH | D30 | D3040 | D3040124 | CNRSE | CNRSE ST-UH
MYP-2234-FCD-20 | MAYPOR-2234 | FAC#" MP-2234FAN COIL UNIT #117, ROOM MC-1 1ST FLOOR SOUTH HALLWAY | INTERNATIONAL ENVIRONMENTAL CORP | VEY0800073051 | FACILITIES | BOTH | D30 | D3040 | D3040124 | CNRSE | CNRSE ST-UH
MYP-2234-FCD-21 | MAYPOR-2234 | FAC#" MP-2234FAN COIL UNIT #111, ROOM MC-3 1ST FLOOR SOUTH HALLWAY | INTERNATIONAL ENVIRONMENTAL CORP | VEY0800073057 | FACILITIES | BOTH | D30 | D3040 | D3040124 | CNRSE | CNRSE ST-UH
MYP-2234-FCD-22 | MAYPOR-2234 | FAC#" MP-2234FAN COIL UNIT #103, ROOM MC-8 1ST FLOOR EAST WING | INTERNATIONAL ENVIRONMENTAL CORP | VEY0600072875 | FACILITIES | BOTH | D30 | D3040 | D3040124 | CNRSE | CNRSE ST-UH
MYP-2234-FCD-23 | MAYPOR-2234 | FAC#" MP-2234FAN COIL UNIT #104, ROOM MC-9 1ST FLOOR EAST WING | INTERNATIONAL ENVIRONMENTAL CORP | VEY1000073063 | FACILITIES | BOTH | D30 | D3040 | D3040124 | CNRSE | CNRSE ST-UH
MYP-2234-FCD-24 | MAYPOR-2234 | FAC#" MP-2234FAN COIL UNIT #316 3RD FLOOR SOUTH HALLWAY RM # MC-24 | INTERNATIONAL ENVIRONMENTAL CORP | VEY0800073057 | FACILITIES | BOTH | D30 | D3040 | D3040124 | CNRSE | CNRSE ST-UH
MYP-2234-FCD-25 | MAYPOR-2234 | FAC#" MP-2234FAN COIL UNIT #415, 4TH FLOOR SOUTH HALLWAY RM # MC-35 | INTERNATIONAL ENVIRONMENTAL CORP | VEY1000073067 | FACILITIES | BOTH | D30 | D3040 | D3040124 | CNRSE | CNRSE ST-UH
MYP-2234-FCD-26 | MAYPOR-2234 | FAC#" MP-2234FAN COIL UNIT #414, 4TH FLOOR SOUTH HALLWAY RM # MC-36 | INTERNATIONAL ENVIRONMENTAL CORP | VEY1000073063 | FACILITIES | BOTH | D30 | D3040 | D3040124 | CNRSE | CNRSE ST-UH
MYP-2234-FCD-27 | MAYPOR-2234 | FAC#" MP-2234FAN COIL UNIT #406, 4TH FLOOR EAST WING ROOM # MC-43 | INTERNATIONAL ENVIRONMENTAL CORP | VEY1000073063 | FACILITIES | BOTH | D30 | D3040 | D3040124 | CNRSE | CNRSE ST-UH
MYP-2234-FCD-28 | MAYPOR-2234 | FAC#" MP-2234FAN COIL UNIT #419, 4TH FLOOR SOUTH HALLWAY RM # MC-33 | INTERNATIONAL ENVIRONMENTAL CORP | VEY1000073063 | FACILITIES | BOTH | D30 | D3040 | D3040124 | CNRSE | CNRSE ST-UH
MYP-2234-FCD-29 | MAYPOR-2234 | FAC#" MP-2234FAN COIL UNIT # 217, 2ND FLOOR SOUTH HALLWAY MC-11 | INTERNATIONAL ENVIRONMENTAL CORP | VEY0600072919 | FACILITIES | BOTH | D30 | D3040 | D3040124 | CNRSE | CNRSE ST-UH
MYP-2234-FCD-30 | MAYPOR-2234 | FAC#" MP-2234FAN COIL UNIT # G, 1ST FLOOR JANITOR ROOM #104 ABOVE CEILING | INTERNATIONAL ENVIRONMENTAL CORP | HPY1000072795 | FACILITIES | BOTH | D30 | D3040 | D3040124 | CNRSE | CNRSE ST-UH
MYP-2234-FCD-31 | MAYPOR-2234 | FAC#" MP-2234FAN COIL UNIT # 202, 2ND FLOOR EAST WING RM MC-19 | INTERNATIONAL ENVIRONMENTAL CORP | VEY0800073051 | FACILITIES | BOTH | D30 | D3040 | D3040124 | CNRSE | CNRSE ST-UH
MYP-2234-FCD-32 | MAYPOR-2234 | FAC#" MP-2234FAN COIL UNIT #314 3RD FLOOR SOUTH HALLWAY RM # MC-24 | INTERNATIONAL ENVIRONMENTAL CORP | VEY0800073051 | FACILITIES | BOTH | D30 | D3040 | D3040124 | CNRSE | CNRSE ST-UH
MYP-2234-FCD-33 | MAYPOR-2234 | FAC#" MP-2234FAN COIL UNIT # 215, 2ND FLOOR SOUTH HALLWAY MC-13 | INTERNATIONAL ENVIRONMENTAL CORP | VEY0600072875 | FACILITIES | BOTH | D30 | D3040 | D3040124 | CNRSE | CNRSE ST-UH
MYP-2234-FCD-34 | MAYPOR-2234 | FAC#" MP-2234FAN COIL UNIT # 211, 2ND FLOOR SOUTH HALLWAY RM# MC-15 | INTERNATIONAL ENVIRONMENTAL CORP | VEY0600072875 | FACILITIES | BOTH | D30 | D3040 | D3040124 | CNRSE | CNRSE ST-UH
MYP-2234-FCD-35 | MAYPOR-2234 | FAC#" MP-2234FAN COIL UNIT # 206, 2ND FLOOR EAST WING RM MC-21 | INTERNATIONAL ENVIRONMENTAL CORP | VEY0800073051 | FACILITIES | BOTH | D30 | D3040 | D3040124 | CNRSE | CNRSE ST-UH
MYP-2234-FCD-36 | MAYPOR-2234 | FAC#" MP-2234FAN COIL UNIT # L, 1ST FLOOR EAST HALL WAY STORAGE ABOVE CEILING | INTERNATIONAL ENVIRONMENTAL CORP | BPY0600072667 | FACILITIES | BOTH | D30 | D3040 | D3040124 | CNRSE | CNRSE ST-UH
MYP-2234-FCD-37 | MAYPOR-2234 | FAC#" MP-2234FAN COIL UNIT # 209, 2ND FLOOR EAST WING RM MC-20 | INTERNATIONAL ENVIRONMENTAL CORP | VEY0600072958 | FACILITIES | BOTH | D30 | D3040 | D3040124 | CNRSE | CNRSE ST-UH
MYP-2234-FCD-38 | MAYPOR-2234 | FAC#" MP-2234FAN COIL UNIT #401, 4TH FLOOR ELEVATOR AREA RM MC-39 | INTERNATIONAL ENVIRONMENTAL CORP | VEY0800073051 | FACILITIES | BOTH | D30 | D3040 | D3040124 | CNRSE | CNRSE ST-UH
MYP-2234-FCD-39 | MAYPOR-2234 | FAC#" MP-2234FAN COIL UNIT #310 3RD FLOOR SOUTH HALLWAY RM # MC-26 | INTERNATIONAL ENVIRONMENTAL CORP | VEY0800073051 | FACILITIES | BOTH | D30 | D3040 | D3040124 | CNRSE | CNRSE ST-UH
MYP-2234-FCD-40 | MAYPOR-2234 | FAC#" MP-2234FAN COIL UNIT #309 3RD FLOOR EAST WING RM # MC-32 | INTERNATIONAL ENVIRONMENTAL CORP | VEY0600072958 | FACILITIES | BOTH | D30 | D3040 | D3040124 | CNRSE | CNRSE ST-UH
MYP-2234-FCD-41 | MAYPOR-2234 | FAC#" MP-2234FAN COIL UNIT #304 3RD FLOOR EAST WING RM # MC-29 | INTERNATIONAL ENVIRONMENTAL CORP | VEY0800073015 | FACILITIES | BOTH | D30 | D3040 | D3040124 | CNRSE | CNRSE ST-UH
MYP-2234-FCD-42 | MAYPOR-2234 | FAC#" MP-2234FAN COIL UNIT #301 3RD FLOOR ELEVATOR AREA RM MC-28 | INTERNATIONAL ENVIRONMENTAL CORP | VEY0600072958 | FACILITIES | BOTH | D30 | D3040 | D3040124 | CNRSE | CNRSE ST-UH
MYP-2234-FCD-43 | MAYPOR-2234 | FAC#" MP-2234FAN COIL UNIT #J-2-5 , 2ND FLOOR SOUTH HALLWAY STORAGE ROOM | INTERNATIONAL ENVIRONMENTAL CORP | BPY0800072673 | FACILITIES | BOTH | D30 | D3040 | D3040124 | CNRSE | CNRSE ST-UH
MYP-2234-FCD-44 | MAYPOR-2234 | FAC#" MP-2234FAN COIL UNIT #308 3RD FLOOR EAST WING RM # MC-31 | INTERNATIONAL ENVIRONMENTAL CORP | VEY0800073057 | FACILITIES | BOTH | D30 | D3040 | D3040124 | CNRSE | CNRSE ST-UH
MYP-2234-FCD-45 | MAYPOR-2234 | FAC#" MP-2234FAN COIL UNIT #413, 4TH FLOOR SOUTH HALLWAY RM # MC-35 | INTERNATIONAL ENVIRONMENTAL CORP | VEY1000073063 | FACILITIES | BOTH | D30 | D3040 | D3040124 | CNRSE | CNRSE ST-UH
MYP-2234-FCD-46 | MAYPOR-2234 | FAC#" MP-2234FAN COIL UNIT #102, ROOM MC-7 1ST FLOOR EAST WING | INTERNATIONAL ENVIRONMENTAL CORP | VEY1000073063 | FACILITIES | BOTH | D30 | D3040 | D3040124 | CNRSE | CNRSE ST-UH
MYP-2234-FCD-47 | MAYPOR-2234 | FAC#" MP-2234FAN COIL UNIT #410, 4TH FLOOR SOUTH HALLWAY RM # MC-38 | INTERNATIONAL ENVIRONMENTAL CORP | VEY1000073063 | FACILITIES | BOTH | D30 | D3040 | D3040124 | CNRSE | CNRSE ST-UH
MYP-2234-FCD-48 | MAYPOR-2234 | FAC#" MP-2234FAN COIL UNIT #408, 4TH FLOOR EAST WING ROOM # MC-43 | INTERNATIONAL ENVIRONMENTAL CORP | VEY1000073067 | FACILITIES | BOTH | D30 | D3040 | D3040124 | CNRSE | CNRSE ST-UH
MYP-2234-FCD-49 | MAYPOR-2234 | FAC#" MP-2234FAN COIL UNIT #312 3RD FLOOR SOUTH HALLWAY RM # MC-26 | INTERNATIONAL ENVIRONMENTAL CORP | VEY0800073057 | FACILITIES | BOTH | D30 | D3040 | D3040124 | CNRSE | CNRSE ST-UH
MYP-2234-FCD-50 | MAYPOR-2234 | FAC#" MP-2234FAN COIL UNIT #402, 4TH FLOOR EAST WING ROOM # MC-41 | INTERNATIONAL ENVIRONMENTAL CORP | VEY1000073063 | FACILITIES | BOTH | D30 | D3040 | D3040124 | CNRSE | CNRSE ST-UH
MYP-2234-FCD-51 | MAYPOR-2234 | FAC#" MP-2234FAN COIL UNIT #305 3RD FLOOR EAST HALLWAY RM # MC-30 | INTERNATIONAL ENVIRONMENTAL CORP | VEY0600072958 | FACILITIES | BOTH | D30 | D3040 | D3040124 | CNRSE | CNRSE ST-UH
MYP-2234-FCD-52 | MAYPOR-2234 | FAC#" MP-2234FAN COIL UNIT #405, 4TH FLOOR EAST WING ROOM # MC-40 | INTERNATIONAL ENVIRONMENTAL CORP | VEY1000073051 | FACILITIES | BOTH | D30 | D3040 | D3040124 | CNRSE | CNRSE ST-UH
MYP-2234-FCD-53 | MAYPOR-2234 | FAC#" MP-2234FAN COIL UNIT #417, 4TH FLOOR SOUTH HALLWAY RM # MC-33 | INTERNATIONAL ENVIRONMENTAL CORP | VEY1000073067 | FACILITIES | BOTH | D30 | D3040 | D3040124 | CNRSE | CNRSE ST-UH
MYP-2234-FCD-54 | MAYPOR-2234 | FAC#" MP-2234FAN COIL UNIT #411, 4TH FLOOR SOUTH HALLWAY RM # MC-37 | INTERNATIONAL ENVIRONMENTAL CORP | VEY1000073067 | FACILITIES | BOTH | D30 | D3040 | D3040124 | CNRSE | CNRSE ST-UH
MYP-2234-FCD-55 | MAYPOR-2234 | FAC#" MP-2234FAN COIL UNIT #409, 4TH FLOOR EAST WING ROOM # MC-42 | INTERNATIONAL ENVIRONMENTAL CORP | VEY1000073061 | FACILITIES | BOTH | D30 | D3040 | D3040124 | CNRSE | CNRSE ST-UH
MYP-2234-FCD-56 | MAYPOR-2234 | FAC#" MP-2234FAN COIL UNIT #407, 4TH FLOOR EAST WING ROOM # MC-42 | INTERNATIONAL ENVIRONMENTAL CORP | VEY1000073057 | FACILITIES | BOTH | D30 | D3040 | D3040124 | CNRSE | CNRSE ST-UH
MYP-2234-FCD-57 | MAYPOR-2234 | FAC#" MP-2234FAN COIL UNIT #107, ROOM MC-10 1ST FLOOR EAST WING | INTERNATIONAL ENVIRONMENTAL CORP | VEY0600072875 | FACILITIES | BOTH | D30 | D3040 | D3040124 | CNRSE | CNRSE ST-UH
MYP-2234-FCD-58 | MAYPOR-2234 | FAC#" MP-2234FAN COIL UNIT #1-4-E, 4TH FLOOR EAST WING ROOM 403 STORAGE | INTERNATIONAL ENVIRONMENTAL CORP | HPY0800072773 | FACILITIES | BOTH | D30 | D3040 | D3040124 | CNRSE | CNRSE ST-UH
MYP-2234-FCD-59 | MAYPOR-2234 | FAC#" MP-2234FAN COIL UNIT #113, ROOM MC-3 1ST FLOOR SOUTH HALLWAY | INTERNATIONAL ENVIRONMENTAL CORP | VEY0800073051 | FACILITIES | BOTH | D30 | D3040 | D3040124 | CNRSE | CNRSE ST-UH
MYP-2234-FCD-60 | MAYPOR-2234 | FAC#" MP-2234FAN COIL UNIT #106, ROOM MC-9 1ST FLOOR EAST WING | INTERNATIONAL ENVIRONMENTAL CORP | VEY1000073067 | FACILITIES | BOTH | D30 | D3040 | D3040124 | CNRSE | CNRSE ST-UH
MYP-2234-FCD-61 | MAYPOR-2234 | FAC#" MP-2234FAN COIL UNIT #105, ROOM MC-10 1ST FLOOR EAST WING | INTERNATIONAL ENVIRONMENTAL CORP | VEY0600072919 | FACILITIES | BOTH | D30 | D3040 | D3040124 | CNRSE | CNRSE ST-UH
MYP-2234-FCD-62 | MAYPOR-2234 | FAC#" MP-2234FAN COIL UNIT # H, 1ST FLOOR TV LOUNGE ABOVE CEILING | INTERNATIONAL ENVIRONMENTAL CORP | HPY0800072685 | FACILITIES | BOTH | D30 | D3040 | D3040124 | CNRSE | CNRSE ST-UH
MYP-2234-FCD-63 | MAYPOR-2234 | FAC#" MP-2234FAN COIL UNIT #E, 1ST FLOOR MANAGMENT OFFICE RM 102 | INTERNATIONAL ENVIRONMENTAL CORP | HPY1000072776 | FACILITIES | BOTH | D30 | D3040 | D3040124 | CNRSE | CNRSE ST-UH
MYP-2234-FCD-64 | MAYPOR-2234 | FAC#" MP-2234FAN COIL UNIT #306 3RD FLOOR EAST WING RM #31 | INTERNATIONAL ENVIRONMENTAL CORP | VEY0800073051 | FACILITIES | BOTH | D30 | D3040 | D3040124 | CNRSE | CNRSE ST-UH
MYP-2234-FCD-65 | MAYPOR-2234 | FAC#" MP-2234FAN COIL UNIT # 210, 2ND FLOOR SOUTH HALLWAY RM# MC-16 | INTERNATIONAL ENVIRONMENTAL CORP | VEY0800073051 | FACILITIES | BOTH | D30 | D3040 | D3040124 | CNRSE | CNRSE ST-UH
MYP-2234-FCD-66 | MAYPOR-2234 | FAC#" MP-2234FAN COIL UNIT # 204, 2ND FLOOR EAST WING RM MC-19 | INTERNATIONAL ENVIRONMENTAL CORP | VEY0800073057 | FACILITIES | BOTH | D30 | D3040 | D3040124 | CNRSE | CNRSE ST-UH
MYP-2234-FCD-67 | MAYPOR-2234 | FAC#" MP-2234FAN COIL UNIT # M, 1ST FLOOR MANAGEMENT OFFICE RM 102 ABOVE CEILING | INTERNATIONAL ENVIRONMENTAL CORP | CPY0400072677 | FACILITIES | BOTH | D30 | D3040 | D3040124 | CNRSE | CNRSE ST-UH
MYP-2234-FCD-68 | MAYPOR-2234 | FAC#" MP-2234FAN COIL UNIT #N-2, 2ND FLOOR SOUTH HALLWAY RM 202 JANITOR ROOM | INTERNATIONAL ENVIRONMENTAL CORP | CPY0400072680 | FACILITIES | BOTH | D30 | D3040 | D3040124 | CNRSE | CNRSE ST-UH
MYP-2234-FCD-69 | MAYPOR-2234 | FAC#" MP-2234FAN COIL UNIT # 220, 2ND FLOOR SOUTH HALLWAY MC-12 | INTERNATIONAL ENVIRONMENTAL CORP | VEY0800073057 | FACILITIES | BOTH | D30 | D3040 | D3040124 | CNRSE | CNRSE ST-UH
MYP-2234-FCD-70 | MAYPOR-2234 | FAC#" MP-2234FAN COIL UNIT # 205, 2ND FLOOR EAST WING RM MC-19 | INTERNATIONAL ENVIRONMENTAL CORP | VEY0600072958 | FACILITIES | BOTH | D30 | D3040 | D3040124 | CNRSE | CNRSE ST-UH
MYP-2234-FCD-71 | MAYPOR-2234 | FAC#" MP-2234FAN COIL UNIT # 201, 2ND FLOOR ELEVATOR AREA RM MC-17 | INTERNATIONAL ENVIRONMENTAL CORP | VEY0600072958 | FACILITIES | BOTH | D30 | D3040 | D3040124 | CNRSE | CNRSE ST-UH
MYP-2234-FCD-72 | MAYPOR-2234 | FAC#" MP-2234FAN COIL UNIT #118, ROOM MC-2 1ST FLOOR SOUTH HALLWAY | INTERNATIONAL ENVIRONMENTAL CORP | VEY0800073057 | FACILITIES | BOTH | D30 | D3040 | D3040124 | CNRSE | CNRSE ST-UH
MYP-2234-FCD-74 | MAYPOR-2234 | FAC#" MP-2234FAN COIL UNIT #114, ROOM MC-4 1ST FLOOR SOUTH HALLWAY | INTERNATIONAL ENVIRONMENTAL CORP | VEY0800073057 | FACILITIES | BOTH | D30 | D3040 | D3040124 | CNRSE | CNRSE ST-UH
MYP-2234-FCD-75 | MAYPOR-2234 | FAC#" MP-2234FAN COIL UNIT # 219, 2ND FLOOR SOUTH HALLWAY MC-11 | INTERNATIONAL ENVIRONMENTAL CORP | VEY0600072875 | FACILITIES | BOTH | D30 | D3040 | D3040124 | CNRSE | CNRSE ST-UH
MYP-2234-FCD-76 | MAYPOR-2234 | FAC#" MP-2234FAN COIL UNIT # 214, 2ND FLOOR SOUTH HALLWAY RM# MC-14 | INTERNATIONAL ENVIRONMENTAL CORP | VEY0800073051 | FACILITIES | BOTH | D30 | D3040 | D3040124 | CNRSE | CNRSE ST-UH
MYP-2234-FCD-77 | MAYPOR-2234 | FAC#" MP-2234FAN COIL UNIT #1-4-S, SOUTH HALLWAY ROOM #404 STORAGE | INTERNATIONAL ENVIRONMENTAL CORP | HPY0800072769 | FACILITIES | BOTH | D30 | D3040 | D3040124 | CNRSE | CNRSE ST-UH
MYP-2234-FCD-78 | MAYPOR-2234 | FAC#" MP-2234FAN COIL UNIT #420, 4TH FLOOR SOUTH HALLWAY RM # MC-34 | INTERNATIONAL ENVIRONMENTAL CORP | VEY1000073063 | FACILITIES | BOTH | D30 | D3040 | D3040124 | CNRSE | CNRSE ST-UH
MYP-2234-FCD-79 | MAYPOR-2234 | FAC#" MP-2234FAN COIL UNIT #418, 4TH FLOOR SOUTH HALLWAY RM # MC-34 | INTERNATIONAL ENVIRONMENTAL CORP | VEY1000073067 | FACILITIES | BOTH | D30 | D3040 | D3040124 | CNRSE | CNRSE ST-UH
MYP-2234-FCD-80 | MAYPOR-2234 | FAC#" MP-2234FAN COIL UNIT #F, 1ST FLOOR STORAGE S.HALLWAY RM 108 ABOVE CEILING | INTERNATIONAL ENVIRONMENTAL CORP | HPY1200075787 | FACILITIES | BOTH | D30 | D3040 | D3040124 | CNRSE | CNRSE ST-UH
MYP-2234-FCD-81 | MAYPOR-2234 | FAC#" MP-2234FAN COIL UNIT #316 3RD FLOOR SOUTH HALLWAY RM # MC-24 | INTERNATIONAL ENVIRONMENTAL CORP | VEY0800073051 | FACILITIES | BOTH | D30 | D3040 | D3040124 | CNRSE | CNRSE ST-UH
MYP-2234-FCD-82 | MAYPOR-2234 | FAC#" MP-2234FAN COIL UNIT #114, ROOM MC-4 1ST FLOOR SOUTH HALLWAY | INTERNATIONAL ENVIRONMENTAL CORP | VEY0800073051 | FACILITIES | BOTH | D30 | D3040 | D3040124 | CNRSE | CNRSE ST-UH
MYP-2234-FCD-83 | MAYPOR-2234 | FAC#" MP-2234FAN COIL UNIT #109, ROOM MC-5 1ST FLOOR SOUTH HALLWAY | INTERNATIONAL ENVIRONMENTAL CORP | VEY0800073051 | FACILITIES | BOTH | D30 | D3040 | D3040124 | CNRSE | CNRSE ST-UH
MYP-2234-FCD-84 | MAYPOR-2234 | FAC#" MP-2234FAN COIL UNIT #116, ROOM MC-2 1ST FLOOR SOUTH HALLWAY | INTERNATIONAL ENVIRONMENTAL CORP | VEY0800073051 | FACILITIES | BOTH | D30 | D3040 | D3040124 | CNRSE | CNRSE ST-UH
MYP-2234-FCD-85 | MAYPOR-2234 | FAC#" MP-2234FAN COIL UNIT #404, 4TH FLOOR EAST WING ROOM # MC-41 | INTERNATIONAL ENVIRONMENTAL CORP | VEY1000073067 | FACILITIES | BOTH | D30 | D3040 | D3040124 | CNRSE | CNRSE ST-UH
MYP-2234-FCD-86 | MAYPOR-2234 | FAC#" MP-2234FAN COIL UNIT #403, 4TH FLOOR EAST WING ROOM # MC-40 | INTERNATIONAL ENVIRONMENTAL CORP | VEY1000073057 | FACILITIES | BOTH | D30 | D3040 | D3040124 | CNRSE | CNRSE ST-UH
MYP-2234-FCD-87 | MAYPOR-2234 | FAC#" MP-2234FAN COIL UNIT #313 3RD FLOOR SOUTH HALLWAY RM # MC-25 | INTERNATIONAL ENVIRONMENTAL CORP | VEY0600072919 | FACILITIES | BOTH | D30 | D3040 | D3040124 | CNRSE | CNRSE ST-UH
MYP-2234-FCD-88 | MAYPOR-2234 | FAC#" MP-2234FAN COIL UNIT #108, ROOM MC-6 1ST FLOOR SOUTH WING | INTERNATIONAL ENVIRONMENTAL CORP | VEY0800073057 | FACILITIES | BOTH | D30 | D3040 | D3040124 | CNRSE | CNRSE ST-UH
MYP-2234-FCD-89 | MAYPOR-2234 | FAC#" MP-2234FAN COIL UNIT 2ND FLOOR EAST HALLWAY RM 203 STORAGE ROOM | INTERNATIONAL ENVIRONMENTAL CORP | BPY080007265 | FACILITIES | BOTH | D30 | D3040 | D3040124 | CNRSE | CNRSE ST-UH
MYP-2234-FCD-90 | MAYPOR-2234 | FAC#" MP-2234FAN COIL UNIT #303 3RD FLOOR EAST HALL WAY RM # MC-30 | INTERNATIONAL ENVIRONMENTAL CORP | VEY0600072960 | FACILITIES | BOTH | D30 | D3040 | D3040124 | CNRSE | CNRSE ST-UH
MYP-2234-FCD-91 | MAYPOR-2234 | FAC#" MP-2234FAN COIL UNIT #412, 4TH FLOOR SOUTH HALLWAY RM # MC-38 | INTERNATIONAL ENVIRONMENTAL CORP | VEY1000073067 | FACILITIES | BOTH | D30 | D3040 | D3040124 | CNRSE | CNRSE ST-UH
MYP-2234-FCD-92 | MAYPOR-2234 | FAC#" MP-2234FAN COIL UNIT #0-4, SOUTH HALLWAY ROOM #402 JANITOR | INTERNATIONAL ENVIRONMENTAL CORP | BPY0600072670 | FACILITIES | BOTH | D30 | D3040 | D3040124 | CNRSE | CNRSE ST-UH
MYP-2234-FCD-93 | MAYPOR-2234 | FAC#" MP-2234FAN COIL UNIT # 208, 2ND FLOOR EAST WING RM MC-21 | INTERNATIONAL ENVIRONMENTAL CORP | VEY0800073057 | FACILITIES | BOTH | D30 | D3040 | D3040124 | CNRSE | CNRSE ST-UH
MYP-2234-FCD-94 | MAYPOR-2234 | FAC#" MP-2234FAN COIL UNIT #307 3RD FLOOR EAST WING RM # MC-32 | INTERNATIONAL ENVIRONMENTAL CORP | VEY0600072960 | FACILITIES | BOTH | D30 | D3040 | D3040124 | CNRSE | CNRSE ST-UH
MYP-2234-FCD-95 | MAYPOR-2234 | Fan Coil Unit (Chill Water) #12 Corridor North Hallway (2Nd Floor) | INTERNATIONAL ENVIRONMENTAL CORP | VEY0600072960 | FACILITIES | BOTH | D30 | D3040 | D3040124 | CNRSE | CNRSE ST-UH
MYP-2234-FCD-96 | MAYPOR-2234 | FAC# MP-2234FAN COIL UNIT #115 1ST FLOOR SOUTH HALLWAY #MC-1 | INTERNATIONAL ENVIRONMENTAL CORP | VEY0800073057 | FACILITIES | BOTH | D30 | D3040 | D3040124 | CNRSE | CNRSE ST-UH
MYP-2234-FCD-97 | MAYPOR-2234 | FAC# MP-2234FAN COIL UNIT #317 3RD FLOOR SOUTH HALLWAY #MC-23 | INTERNATIONAL ENVIRONMENTAL CORP | VEY0600072919 | FACILITIES | BOTH | D30 | D3040 | D3040124 | CNRSE | CNRSE ST-UH
MYP-2234-FSR-37 | MAYPOR-2234 | FAC#" MP-2234SUPPLY AIR FAN - PENTHOUSE | LOREN COOK | 165-SON 165SON10D | FACILITIES | BOTH | D30 | D3040 | D3040240 | CNRSE | CNRSE ST-UH
MYP-2234-PMP-03 | MAYPOR-2234 | DOMESTIC COLD WATER BOOSTER PUMP PACKAGE SYSTEM | NAMCO CONTROLS | Unknown | FACILITIES | BOTH | D20 | D2020 | D2020901 | CNRSE | CNRSE ST-UH
MYP-2234-UHG-01 | MAYPOR-2234 | DUCT HEATERS, GAS, DH-1, 240K BTU | MODINE | DFG300TMRNN70A1 | FACILITIES | BOTH | D30 | D3050 | D3050120 | CNRSE | CNRSE ST-UH
MYP-2234-UHG-02 | MAYPOR-2234 | DUCT HEATERS, GAS, DH-2, 160K BTU | MODINE | DFG300TMRNN70A1 | FACILITIES | BOTH | D30 | D3050 | D3050120 | CNRSE | CNRSE ST-UH
MYP-337-AHC-01 | MAYPOR-337 | AIR HANDLING UNITS | Unknown | CAH005DAM | FACILITIES | BOTH | D30 | D3040 | D3040110 | CNRSE | CNRSE ST-UH
MYP-337-AHC-02 | MAYPOR-337 | AIR HANDLING UNITS | Unknown | CAH006GDAC | FACILITIES | BOTH | D30 | D3040 | D3040110 | CNRSE | CNRSE ST-UH
MYP-337-AHC-03 | MAYPOR-337 | AIR HANDLING UNITS | Unknown | CAH008GDAC | FACILITIES | BOTH | D30 | D3040 | D3040110 | CNRSE | CNRSE ST-UH
MYP-337-AHC-04 | MAYPOR-337 | AIR HANDLING UNITS | Unknown | CAH006GDAC | FACILITIES | BOTH | D30 | D3040 | D3040110 | CNRSE | CNRSE ST-UH
MYP-337-CPS-00 | MAYPOR-337 | CIRCULATING PUMP, CW | BALDOR | NO NAME PLATE | FACILITIES | BOTH | D30 | D3040 | D3040330 | CNRSE | CNRSE ST-UH
MYP-337-CPS-01 | MAYPOR-337 | CIRCULATING PUMP, HW #1 | BALDOR | NO NAME PLATE | FACILITIES | BOTH | D30 | D3040 | D3040330 | CNRSE | CNRSE ST-UH
MYP-337-CRA-00 | MAYPOR-337 | CHILLER, RECIP, AIR COOLED, 65 TON | MCQUAY | AGZ065EPMNN-ER00 | FACILITIES | BOTH | D30 | D3030 | D3030135 | CNRSE | CNRSE ST-UH
MYP-337-FCF-00 | MAYPOR-337 | FAN COIL UNITS, CW / HW | Unknown | R08B-C4CR-H1BL-00706-ABA1-FT14 | FACILITIES | BOTH | D30 | D3040 | D3040122 | CNRSE | CNRSE ST-UH
MYP-337-FCF-01 | MAYPOR-337 | FAN COIL UNITS, CW / HW | Unknown | R08B-C4CR-H1BL-00706-ABA1-FT14 | FACILITIES | BOTH | D30 | D3040 | D3040122 | CNRSE | CNRSE ST-UH
MYP-337-FCF-02 | MAYPOR-337 | FAN COIL UNITS, CW / HW | Unknown | R08B-C4CR-H1BL-00706-ABA1-FT14 | FACILITIES | BOTH | D30 | D3040 | D3040122 | CNRSE | CNRSE ST-UH
MYP-337-FCF-03 | MAYPOR-337 | FAN COIL UNITS, CW / HW | Unknown | R08B-C4CR-H1BL-00706-ABA1-FT14 | FACILITIES | BOTH | D30 | D3040 | D3040122 | CNRSE | CNRSE ST-UH
MYP-337-FCF-04 | MAYPOR-337 | FAN COIL UNITS, CW / HW | Unknown | R08B-C4CR-H1BL-00706-ABA1-FT14 | FACILITIES | BOTH | D30 | D3040 | D3040122 | CNRSE | CNRSE ST-UH
MYP-337-FCF-05 | MAYPOR-337 | FAN COIL UNITS, CW / HW | Unknown | R08B-C4CR-H1BL-00706-ABA1-FT14 | FACILITIES | BOTH | D30 | D3040 | D3040122 | CNRSE | CNRSE ST-UH
MYP-337-FCF-06 | MAYPOR-337 | FAN COIL UNITS, CW / HW | Unknown | R08B-C4CR-H1BL-00706-ABA1-FT14 | FACILITIES | BOTH | D30 | D3040 | D3040122 | CNRSE | CNRSE ST-UH
MYP-337-FCF-07 | MAYPOR-337 | FAN COIL UNITS, CW / HW | Unknown | R08B-C4CR-H1BL-00706-ABA1-FT14 | FACILITIES | BOTH | D30 | D3040 | D3040122 | CNRSE | CNRSE ST-UH
MYP-337-FCF-08 | MAYPOR-337 | FAN COIL UNITS, CW / HW | Unknown | R08B-C4CR-H1BL-00706-ABA1-FT14 | FACILITIES | BOTH | D30 | D3040 | D3040122 | CNRSE | CNRSE ST-UH
MYP-337-FCF-09 | MAYPOR-337 | FAN COIL UNITS, CW / HW | Unknown | R08B-C4CR-H1BL-00706-ABA1-FT14 | FACILITIES | BOTH | D30 | D3040 | D3040122 | CNRSE | CNRSE ST-UH
MYP-337-FCF-10 | MAYPOR-337 | FAN COIL UNITS, CW / HW | Unknown | R08B-C4CR-H1BL-00706-ABA1-FT14 | FACILITIES | BOTH | D30 | D3040 | D3040122 | CNRSE | CNRSE ST-UH
MYP-337-FCF-11 | MAYPOR-337 | FAN COIL UNITS, CW / HW | Unknown | R08B-C4CR-H1BL-00706-ABA1-FT14 | FACILITIES | BOTH | D30 | D3040 | D3040122 | CNRSE | CNRSE ST-UH
MYP-337-FCF-12 | MAYPOR-337 | FAN COIL UNITS, CW / HW | Unknown | R08B-C4CR-H1BL-00706-ABA1-FT14 | FACILITIES | BOTH | D30 | D3040 | D3040122 | CNRSE | CNRSE ST-UH
MYP-337-FCF-13 | MAYPOR-337 | FAN COIL UNITS, CW / HW | Unknown | R08B-C4CR-H1BL-00706-ABA1-FT14 | FACILITIES | BOTH | D30 | D3040 | D3040122 | CNRSE | CNRSE ST-UH
MYP-337-FCF-14 | MAYPOR-337 | FAN COIL UNITS, CW / HW | Unknown | R08B-C4CR-H1BL-00706-ABA1-FT14 | FACILITIES | BOTH | D30 | D3040 | D3040122 | CNRSE | CNRSE ST-UH
MYP-337-FCF-15 | MAYPOR-337 | FAN COIL UNITS, CW / HW | Unknown | R08B-C4CR-H1BL-00706-ABA1-FT14 | FACILITIES | BOTH | D30 | D3040 | D3040122 | CNRSE | CNRSE ST-UH
MYP-337-FCF-16 | MAYPOR-337 | FAN COIL UNITS, CW / HW | Unknown | R08B-C4CR-H1BL-00706-ABA1-FT14 | FACILITIES | BOTH | D30 | D3040 | D3040122 | CNRSE | CNRSE ST-UH
MYP-337-FCF-17 | MAYPOR-337 | FAN COIL UNITS, CW / HW | Unknown | R08B-C4CR-H1BL-00706-ABA1-FT14 | FACILITIES | BOTH | D30 | D3040 | D3040122 | CNRSE | CNRSE ST-UH
MYP-337-FCF-18 | MAYPOR-337 | FAN COIL UNITS, CW / HW | Unknown | R08B-C4CR-H1BL-00706-ABA1-FT14 | FACILITIES | BOTH | D30 | D3040 | D3040122 | CNRSE | CNRSE ST-UH
MYP-337-FCF-19 | MAYPOR-337 | FAN COIL UNITS, CW / HW | Unknown | R08B-C4CR-H1BL-00706-ABA1-FT14 | FACILITIES | BOTH | D30 | D3040 | D3040122 | CNRSE | CNRSE ST-UH
MYP-337-FCF-20 | MAYPOR-337 | FAN COIL UNITS, CW / HW | Unknown | R08B-C4CR-H1BL-00706-ABA1-FT14 | FACILITIES | BOTH | D30 | D3040 | D3040122 | CNRSE | CNRSE ST-UH
MYP-337-FCF-21 | MAYPOR-337 | FAN COIL UNITS, CW / HW | Unknown | R08B-C4CR-H1BL-00706-ABA1-FT14 | FACILITIES | BOTH | D30 | D3040 | D3040122 | CNRSE | CNRSE ST-UH
MYP-337-FCF-22 | MAYPOR-337 | FAN COIL UNITS, CW / HW | Unknown | R08B-C4CR-H1BL-00706-ABA1-FT14 | FACILITIES | BOTH | D30 | D3040 | D3040122 | CNRSE | CNRSE ST-UH
MYP-337-FCF-23 | MAYPOR-337 | FAN COIL UNITS, CW / HW | Unknown | R08B-C4CR-H1BL-00706-ABA1-FT14 | FACILITIES | BOTH | D30 | D3040 | D3040122 | CNRSE | CNRSE ST-UH
MYP-337-FCF-24 | MAYPOR-337 | FAN COIL UNITS, CW / HW | Unknown | R08B-C4CR-H1BL-00706-ABA1-FT14 | FACILITIES | BOTH | D30 | D3040 | D3040122 | CNRSE | CNRSE ST-UH
MYP-337-FCF-25 | MAYPOR-337 | FAN COIL UNITS, CW / HW | Unknown | R08B-C4CR-H1BL-00706-ABA1-FT14 | FACILITIES | BOTH | D30 | D3040 | D3040122 | CNRSE | CNRSE ST-UH
MYP-337-FCF-26 | MAYPOR-337 | FAN COIL UNITS, CW / HW | Unknown | R08B-C4CR-H1BL-00706-ABA1-FT14 | FACILITIES | BOTH | D30 | D3040 | D3040122 | CNRSE | CNRSE ST-UH
MYP-337-FCF-27 | MAYPOR-337 | FAN COIL UNITS, CW / HW | Unknown | R08B-C4CR-H1BL-00706-ABA1-FT14 | FACILITIES | BOTH | D30 | D3040 | D3040122 | CNRSE | CNRSE ST-UH
MYP-337-FCF-28 | MAYPOR-337 | FAN COIL UNITS, CW / HW | Unknown | R08B-C4CR-H1BL-00706-ABA1-FT14 | FACILITIES | BOTH | D30 | D3040 | D3040122 | CNRSE | CNRSE ST-UH
MYP-337-FCF-29 | MAYPOR-337 | FAN COIL UNITS, CW / HW | Unknown | R08B-C4CR-H1BL-00706-ABA1-FT14 | FACILITIES | BOTH | D30 | D3040 | D3040122 | CNRSE | CNRSE ST-UH
MYP-337-FCF-30 | MAYPOR-337 | FAN COIL UNITS, CW / HW | Unknown | R08B-C4CR-H1BL-00706-ABA1-FT14 | FACILITIES | BOTH | D30 | D3040 | D3040122 | CNRSE | CNRSE ST-UH
MYP-337-FCF-31 | MAYPOR-337 | FAN COIL UNITS, CW / HW | Unknown | R08B-C4CR-H1BL-00706-ABA1-FT14 | FACILITIES | BOTH | D30 | D3040 | D3040122 | CNRSE | CNRSE ST-UH
MYP-337-FCF-32 | MAYPOR-337 | FAN COIL UNITS, CW / HW | Unknown | R08B-C4CR-H1BL-00706-ABA1-FT14 | FACILITIES | BOTH | D30 | D3040 | D3040122 | CNRSE | CNRSE ST-UH
MYP-337-FCF-33 | MAYPOR-337 | FAN COIL UNITS, CW / HW | Unknown | R08B-C4CR-H1BL-00706-ABA1-FT14 | FACILITIES | BOTH | D30 | D3040 | D3040122 | CNRSE | CNRSE ST-UH
MYP-337-FCF-34 | MAYPOR-337 | FAN COIL UNITS, CW / HW | Unknown | R08B-C4CR-H1BL-00706-ABA1-FT14 | FACILITIES | BOTH | D30 | D3040 | D3040122 | CNRSE | CNRSE ST-UH
MYP-337-FCF-35 | MAYPOR-337 | FAN COIL UNITS, CW / HW | Unknown | R08B-C4CR-H1BL-00706-ABA1-FT14 | FACILITIES | BOTH | D30 | D3040 | D3040122 | CNRSE | CNRSE ST-UH
MYP-337-FCF-36 | MAYPOR-337 | FAN COIL UNITS, CW / HW | Unknown | R08B-C4CR-H1BL-00706-ABA1-FT14 | FACILITIES | BOTH | D30 | D3040 | D3040122 | CNRSE | CNRSE ST-UH
MYP-337-FCF-37 | MAYPOR-337 | FAN COIL UNITS, CW / HW | Unknown | R08B-C4CR-H1BL-00706-ABA1-FT14 | FACILITIES | BOTH | D30 | D3040 | D3040122 | CNRSE | CNRSE ST-UH
MYP-337-FCF-38 | MAYPOR-337 | FAN COIL UNITS, CW / HW | Unknown | R08B-C4CR-H1BL-00706-ABA1-FT14 | FACILITIES | BOTH | D30 | D3040 | D3040122 | CNRSE | CNRSE ST-UH
MYP-337-FCF-39 | MAYPOR-337 | FAN COIL UNITS, CW / HW | Unknown | R08B-C4CR-H1BL-00706-ABA1-FT14 | FACILITIES | BOTH | D30 | D3040 | D3040122 | CNRSE | CNRSE ST-UH
MYP-337-FCF-40 | MAYPOR-337 | FAN COIL UNITS, CW / HW | Unknown | R08B-C4CR-H1BL-00706-ABA1-FT14 | FACILITIES | BOTH | D30 | D3040 | D3040122 | CNRSE | CNRSE ST-UH
MYP-337-FCF-41 | MAYPOR-337 | FAN COIL UNITS, CW / HW | Unknown | R08B-C4CR-H1BL-00706-ABA1-FT14 | FACILITIES | BOTH | D30 | D3040 | D3040122 | CNRSE | CNRSE ST-UH
MYP-337-FCF-42 | MAYPOR-337 | FAN COIL UNITS, CW / HW | Unknown | R08B-C4CR-H1BL-00706-ABA1-FT14 | FACILITIES | BOTH | D30 | D3040 | D3040122 | CNRSE | CNRSE ST-UH
MYP-337-FCF-43 | MAYPOR-337 | FAN COIL UNITS, CW / HW | Unknown | R08B-C4CR-H1BL-00706-ABA1-FT14 | FACILITIES | BOTH | D30 | D3040 | D3040122 | CNRSE | CNRSE ST-UH
MYP-337-FCF-44 | MAYPOR-337 | FAN COIL UNITS, CW / HW | Unknown | R08B-C4CR-H1BL-00706-ABA1-FT14 | FACILITIES | BOTH | D30 | D3040 | D3040122 | CNRSE | CNRSE ST-UH
MYP-337-FCF-45 | MAYPOR-337 | FAN COIL UNITS, CW / HW | Unknown | R08B-C4CR-H1BL-00706-ABA1-FT14 | FACILITIES | BOTH | D30 | D3040 | D3040122 | CNRSE | CNRSE ST-UH
MYP-337-FCF-46 | MAYPOR-337 | FAN COIL UNITS, CW / HW | Unknown | R08B-C4CR-H1BL-00706-ABA1-FT14 | FACILITIES | BOTH | D30 | D3040 | D3040122 | CNRSE | CNRSE ST-UH
MYP-337-FCF-47 | MAYPOR-337 | FAN COIL UNITS, CW / HW | Unknown | R08B-C4CR-H1BL-00706-ABA1-FT14 | FACILITIES | BOTH | D30 | D3040 | D3040122 | CNRSE | CNRSE ST-UH
MYP-337-FCF-48 | MAYPOR-337 | FAN COIL UNITS, CW / HW | Unknown | R08B-C4CR-H1BL-00706-ABA1-FT14 | FACILITIES | BOTH | D30 | D3040 | D3040122 | CNRSE | CNRSE ST-UH
MYP-337-FCF-49 | MAYPOR-337 | FAN COIL UNITS, CW / HW | Unknown | R08B-C4CR-H1BL-00706-ABA1-FT14 | FACILITIES | BOTH | D30 | D3040 | D3040122 | CNRSE | CNRSE ST-UH
MYP-337-FCF-50 | MAYPOR-337 | FAN COIL UNITS, CW / HW | Unknown | R08B-C4CR-H1BL-00706-ABA1-FT14 | FACILITIES | BOTH | D30 | D3040 | D3040122 | CNRSE | CNRSE ST-UH
MYP-337-FCF-51 | MAYPOR-337 | FAN COIL UNITS, CW / HW | Unknown | R08B-C4CR-H1BL-00706-ABA1-FT14 | FACILITIES | BOTH | D30 | D3040 | D3040122 | CNRSE | CNRSE ST-UH
MYP-337-FCF-52 | MAYPOR-337 | FAN COIL UNITS, CW / HW | Unknown | R08B-C4CR-H1BL-00706-ABA1-FT14 | FACILITIES | BOTH | D30 | D3040 | D3040122 | CNRSE | CNRSE ST-UH
MYP-337-FCF-53 | MAYPOR-337 | FAN COIL UNITS, CW / HW | Unknown | R08B-C4CR-H1BL-00706-ABA1-FT14 | FACILITIES | BOTH | D30 | D3040 | D3040122 | CNRSE | CNRSE ST-UH
MYP-337-FCF-54 | MAYPOR-337 | FAN COIL UNITS, CW / HW | Unknown | R08B-C4CR-H1BL-00706-ABA1-FT14 | FACILITIES | BOTH | D30 | D3040 | D3040122 | CNRSE | CNRSE ST-UH
MYP-337-FCF-55 | MAYPOR-337 | FAN COIL UNITS, CW / HW | Unknown | R08B-C4CR-H1BL-00706-ABA1-FT14 | FACILITIES | BOTH | D30 | D3040 | D3040122 | CNRSE | CNRSE ST-UH
MYP-337-FCF-56 | MAYPOR-337 | FAN COIL UNITS, CW / HW | Unknown | R08B-C4CR-H1BL-00706-ABA1-FT14 | FACILITIES | BOTH | D30 | D3040 | D3040122 | CNRSE | CNRSE ST-UH
MYP-337-FCF-57 | MAYPOR-337 | FAN COIL UNITS, CW / HW | Unknown | R08B-C4CR-H1BL-00706-ABA1-FT14 | FACILITIES | BOTH | D30 | D3040 | D3040122 | CNRSE | CNRSE ST-UH
MYP-337-FCU-00 | MAYPOR-337 | PARENT FOR FAN COIL UNITS - 'J' ANNEX | Unknown | Unknown | FACILITIES | BOTH | D30 | D3040 | D3040903 | CNRSE | CNRSE ST-UH
MYP-451-AHC-01 | MAYPOR-451 | AIR HANDLING UNIT, CENTRAL STA | DAIKIN MCQUAY | CAH006GDAC | FACILITIES | BOTH | D30 | D3040 | D3040110 | CNRSE | CNRSE ST-UH
MYP-451-AHC-02 | MAYPOR-451 | AIR HANDLING UNIT, CENTRAL STATION, 5 TON | DAIKIN MCQUAY | CAH003GDAM | FACILITIES | BOTH | D30 | D3040 | D3040110 | CNRSE | CNRSE ST-UH
MYP-451-AHC-03 | MAYPOR-451 | AIR HANDLING UNIT, CENTRAL STATION, 5 TON | DAIKIN MCQUAY | CAH004GDAC | FACILITIES | BOTH | D30 | D3040 | D3040110 | CNRSE | CNRSE ST-UH
MYP-451-AHC-04 | MAYPOR-451 | AIR HANDLING UNIT, CENTRAL STATION, 5 TON | DAIKIN MCQUAY | CAH004GDAC | FACILITIES | BOTH | D30 | D3040 | D3040110 | CNRSE | CNRSE ST-UH
MYP-451-CID-01 | MAYPOR-451 | HVAC CONTROLS, ELECTRIC, DIGITAL VFD (2) HP | ABB | HVAC | FACILITIES | BOTH | D30 | D3060 | D3060901 | CNRSE | CNRSE ST-UH
MYP-451-CPS-01 | MAYPOR-451 | CIRCULATING PUMP, END SUCTION, 3 HP | Unknown | NO NAME PLATE | FACILITIES | BOTH | D30 | D3040 | D3040330 | CNRSE | CNRSE ST-UH
MYP-451-CPS-03 | MAYPOR-451 | HW CIRCULATING PUMP | BELL AND GOSSETT | 6.34 T | FACILITIES | BOTH | D30 | D3040 | D3040340 | CNRSE | CNRSE ST-UH
MYP-451-CPS-04 | MAYPOR-451 | HW CIRCULATING PUMP | BALDOR | Unknown | FACILITIES | BOTH | D30 | D3040 | D3040340 | CNRSE | CNRSE ST-UH
MYP-451-CRA-01 | MAYPOR-451 | CHILLER, RECIP, AIR COOLED, 20 TON | DAIKIN MCQUAY | AGZ090DHHNN-ER10 | FACILITIES | BOTH | D30 | D3030 | D3030120 | CNRSE | CNRSE ST-UH
MYP-451-CWD-01 | MAYPOR-451 | CHILLED WATER DISTRIBUTION PIPING | Unknown | Unknown | FACILITIES | CIMU | D30 | D3040 | D3040500 | CNRSE | CNRSE ST-UH
MYP-451-FCF-00 | MAYPOR-451 | FAN COIL A/C, CAB MNT, FOUR PIPE, 3 TON | TRANE | VHRA100AAB0A10010000011 | FACILITIES | BOTH | D30 | D3040 | D3040122 | CNRSE | CNRSE ST-UH
MYP-451-FCF-01 | MAYPOR-451 | FAN COIL A/C, CAB MNT, FOUR PIPE, 3 TON | TRANE | VHRA100AAB0A10010000011 | FACILITIES | BOTH | D30 | D3040 | D3040122 | CNRSE | CNRSE ST-UH
MYP-451-FCF-02 | MAYPOR-451 | FAN COIL A/C, CAB MNT, FOUR PIPE, 3 TON | TRANE | VHRA100AAB0A10010000011 | FACILITIES | BOTH | D30 | D3040 | D3040122 | CNRSE | CNRSE ST-UH
MYP-451-FCF-03 | MAYPOR-451 | FAN COIL A/C, CAB MNT, FOUR PIPE, 3 TON | TRANE | VHRA100AAB0A10010000011 | FACILITIES | BOTH | D30 | D3040 | D3040122 | CNRSE | CNRSE ST-UH
MYP-451-FCF-04 | MAYPOR-451 | FAN COIL A/C, CAB MNT, FOUR PIPE, 3 TON | TRANE | VHRA100AAB0A10010000011 | FACILITIES | BOTH | D30 | D3040 | D3040122 | CNRSE | CNRSE ST-UH
MYP-451-FCF-05 | MAYPOR-451 | FAN COIL A/C, CAB MNT, FOUR PIPE, 3 TON | TRANE | VHRA100AAB0A10010000011 | FACILITIES | BOTH | D30 | D3040 | D3040122 | CNRSE | CNRSE ST-UH
MYP-451-FCF-06 | MAYPOR-451 | FAN COIL A/C, CAB MNT, FOUR PIPE, 3 TON | TRANE | VHRA100AAB0A10010000011 | FACILITIES | BOTH | D30 | D3040 | D3040122 | CNRSE | CNRSE ST-UH
MYP-451-FCF-07 | MAYPOR-451 | FAN COIL A/C, CAB MNT, FOUR PIPE, 3 TON | TRANE | VHRA100AAB0A10010000011 | FACILITIES | BOTH | D30 | D3040 | D3040122 | CNRSE | CNRSE ST-UH
MYP-451-FCF-08 | MAYPOR-451 | FAN COIL A/C, CAB MNT, FOUR PIPE, 3 TON | TRANE | VHRA100AAB0A10010000011 | FACILITIES | BOTH | D30 | D3040 | D3040122 | CNRSE | CNRSE ST-UH
MYP-451-FCF-09 | MAYPOR-451 | FAN COIL A/C, CAB MNT, FOUR PIPE, 3 TON | TRANE | VHRA100AAB0A10010000011 | FACILITIES | BOTH | D30 | D3040 | D3040122 | CNRSE | CNRSE ST-UH
MYP-451-FCF-10 | MAYPOR-451 | FAN COIL A/C, CAB MNT, FOUR PIPE, 3 TON | TRANE | VHRA100AAB0A10010000011 | FACILITIES | BOTH | D30 | D3040 | D3040122 | CNRSE | CNRSE ST-UH
MYP-451-FCF-11 | MAYPOR-451 | FAN COIL A/C, CAB MNT, FOUR PIPE, 3 TON | TRANE | VHRA100AAB0A10010000011 | FACILITIES | BOTH | D30 | D3040 | D3040122 | CNRSE | CNRSE ST-UH
MYP-451-FCF-12 | MAYPOR-451 | FAN COIL A/C, CAB MNT, FOUR PIPE, 3 TON | TRANE | VHRA100AAB0A10010000011 | FACILITIES | BOTH | D30 | D3040 | D3040122 | CNRSE | CNRSE ST-UH
MYP-451-FCF-13 | MAYPOR-451 | FAN COIL A/C, CAB MNT, FOUR PIPE, 3 TON | TRANE | VHRA100AAB0A10010000011 | FACILITIES | BOTH | D30 | D3040 | D3040122 | CNRSE | CNRSE ST-UH
MYP-451-FCF-14 | MAYPOR-451 | FAN COIL A/C, CAB MNT, FOUR PIPE, 3 TON | TRANE | VHRA100AAB0A10010000011 | FACILITIES | BOTH | D30 | D3040 | D3040122 | CNRSE | CNRSE ST-UH
MYP-451-FCF-15 | MAYPOR-451 | FAN COIL A/C, CAB MNT, FOUR PIPE, 3 TON | TRANE | VHRA100AAB0A10010000011 | FACILITIES | BOTH | D30 | D3040 | D3040122 | CNRSE | CNRSE ST-UH
MYP-451-FCF-16 | MAYPOR-451 | FAN COIL A/C, CAB MNT, FOUR PIPE, 3 TON | TRANE | VHRA100AAB0A10010000011 | FACILITIES | BOTH | D30 | D3040 | D3040122 | CNRSE | CNRSE ST-UH
MYP-451-FCF-17 | MAYPOR-451 | FAN COIL A/C, CAB MNT, FOUR PIPE, 3 TON | TRANE | VHRA100AAB0A10010000011 | FACILITIES | BOTH | D30 | D3040 | D3040122 | CNRSE | CNRSE ST-UH
MYP-451-FCF-18 | MAYPOR-451 | FAN COIL A/C, CAB MNT, FOUR PIPE, 3 TON | TRANE | VHRA100AAB0A10010000011 | FACILITIES | BOTH | D30 | D3040 | D3040122 | CNRSE | CNRSE ST-UH
MYP-451-FCF-19 | MAYPOR-451 | FAN COIL A/C, CAB MNT, FOUR PIPE, 3 TON | TRANE | VHRA100AAB0A10010000011 | FACILITIES | BOTH | D30 | D3040 | D3040122 | CNRSE | CNRSE ST-UH
MYP-451-FCF-20 | MAYPOR-451 | FAN COIL A/C, CAB MNT, FOUR PIPE, 3 TON | TRANE | VHRA100AAB0A10010000011 | FACILITIES | BOTH | D30 | D3040 | D3040122 | CNRSE | CNRSE ST-UH
MYP-451-FCF-21 | MAYPOR-451 | FAN COIL A/C, CAB MNT, FOUR PIPE, 3 TON | TRANE | VHRA100AAB0A10010000011 | FACILITIES | BOTH | D30 | D3040 | D3040122 | CNRSE | CNRSE ST-UH
MYP-451-FCF-22 | MAYPOR-451 | FAN COIL A/C, CAB MNT, FOUR PIPE, 3 TON | TRANE | VHRA100AAB0A10010000011 | FACILITIES | BOTH | D30 | D3040 | D3040122 | CNRSE | CNRSE ST-UH
MYP-451-FCF-23 | MAYPOR-451 | FAN COIL A/C, CAB MNT, FOUR PIPE, 3 TON | TRANE | VHRA100AAB0A10010000011 | FACILITIES | BOTH | D30 | D3040 | D3040122 | CNRSE | CNRSE ST-UH
MYP-451-FCF-24 | MAYPOR-451 | FAN COIL A/C, CAB MNT, FOUR PIPE, 3 TON | TRANE | VHRA100AAB0A10010000011 | FACILITIES | BOTH | D30 | D3040 | D3040122 | CNRSE | CNRSE ST-UH
MYP-451-FCF-25 | MAYPOR-451 | FAN COIL A/C, CAB MNT, FOUR PIPE, 3 TON | TRANE | VHRA100AAB0A10010000011 | FACILITIES | BOTH | D30 | D3040 | D3040122 | CNRSE | CNRSE ST-UH
MYP-451-FCF-26 | MAYPOR-451 | FAN COIL A/C, CAB MNT, FOUR PIPE, 3 TON | TRANE | VHRA100AAB0A10010000011 | FACILITIES | BOTH | D30 | D3040 | D3040122 | CNRSE | CNRSE ST-UH
MYP-451-FCF-27 | MAYPOR-451 | FAN COIL A/C, CAB MNT, FOUR PIPE, 3 TON | TRANE | VHRA100AAB0A10010000011 | FACILITIES | BOTH | D30 | D3040 | D3040122 | CNRSE | CNRSE ST-UH
MYP-451-FCF-28 | MAYPOR-451 | FAN COIL A/C, CAB MNT, FOUR PIPE, 3 TON | TRANE | VHRA100AAB0A10010000011 | FACILITIES | BOTH | D30 | D3040 | D3040122 | CNRSE | CNRSE ST-UH
MYP-451-FCF-29 | MAYPOR-451 | FAN COIL A/C, CAB MNT, FOUR PIPE, 3 TON | TRANE | VHRA100AAB0A10010000011 | FACILITIES | BOTH | D30 | D3040 | D3040122 | CNRSE | CNRSE ST-UH
MYP-451-FCF-30 | MAYPOR-451 | FAN COIL A/C, CAB MNT, FOUR PIPE, 3 TON | TRANE | VHRA100AAB0A10010000011 | FACILITIES | BOTH | D30 | D3040 | D3040122 | CNRSE | CNRSE ST-UH
MYP-451-FCF-31 | MAYPOR-451 | FAN COIL A/C, CAB MNT, FOUR PIPE, 3 TON | TRANE | VHRA100AAB0A10010000011 | FACILITIES | BOTH | D30 | D3040 | D3040122 | CNRSE | CNRSE ST-UH
MYP-451-FCF-32 | MAYPOR-451 | FAN COIL A/C, CAB MNT, FOUR PIPE, 3 TON | TRANE | VHRA100AAB0A10010000011 | FACILITIES | BOTH | D30 | D3040 | D3040122 | CNRSE | CNRSE ST-UH
MYP-451-FCF-33 | MAYPOR-451 | FAN COIL A/C, CAB MNT, FOUR PIPE, 3 TON | TRANE | VHRA100AAB0A10010000011 | FACILITIES | BOTH | D30 | D3040 | D3040122 | CNRSE | CNRSE ST-UH
MYP-451-FCF-34 | MAYPOR-451 | FAN COIL A/C, CAB MNT, FOUR PIPE, 3 TON | TRANE | VHRA100AAB0A10010000011 | FACILITIES | BOTH | D30 | D3040 | D3040122 | CNRSE | CNRSE ST-UH
MYP-451-FCF-35 | MAYPOR-451 | FAN COIL A/C, CAB MNT, FOUR PIPE, 3 TON | TRANE | VHRA100AAB0A10010000011 | FACILITIES | BOTH | D30 | D3040 | D3040122 | CNRSE | CNRSE ST-UH
MYP-1252-CDX-00 | MAYPOR-1252 | CONDENSER | GOODMAN | GSX140601KD | FACILITIES | BOTH | D30 | D3040 | D3040110 | CNRSE | CNRSE ST-UTL
MYP-1253-AHC-00 | MAYPOR-1253 | AIR HANDLING UNIT, CENTRAL STATION, 4 TON | GOODMAN | ARUF486016AA | FACILITIES | BOTH | D30 | D3040 | D3040110 | CNRSE | CNRSE ST-UTL
MYP-1253-CDX-00 | MAYPOR-1253 | CONDENSER, DX, AIR COOLED, 4 TON | GOODMAN | GSX140601KD | FACILITIES | BOTH | D30 | D3030 | D3030901 | CNRSE | CNRSE ST-UTL
MYP-1257-WAC-01 | MAYPOR-1257 | THRU WALL AC UNIT | BARD | W60L2-CO9XXAX2E | FACILITIES | BOTH | D30 | D3050 | D3050255 | CNRSE | CNRSE ST-UTL
MYP-1258-WAC-01 | MAYPOR-1258 | THRU WALL AC UNIT | BARD | W60L2-C09XXAX2E | FACILITIES | BOTH | D30 | D3050 | D3050255 | CNRSE | CNRSE ST-UTL
MYP-1566-PKU-02 | MAYPOR-1566 | PACKAGE UNIT | BARD | WA602-C00XXXX3J | FACILITIES | BOTH | D30 | D3050 | D3050255 | CNRSE | CNRSE ST-UTL
MYP-1569-WAC-01 | MAYPOR-1569 | THRU-WALL A/C UNIT | BARD | WG1A1-C0ZBXAX3X | FACILITIES | BOTH | D30 | D3050 | D3050255 | CNRSE | CNRSE ST-UTL
MYP-1569-WAC-02 | MAYPOR-1569 | THRU-WALL A/C UNIT | BARD | WG1A1-C0ZBXAX3X | FACILITIES | BOTH | D30 | D3050 | D3050255 | CNRSE | CNRSE ST-UTL
MYP-1569-WAC-03 | MAYPOR-1569 | THRU-WALL A/C UNIT | BARD | W61A1-C0ZBXAX3X | FACILITIES | BOTH | D30 | D3050 | D3050255 | CNRSE | CNRSE ST-UTL
MYP-1570-WAC-01 | MAYPOR-1570 | THRU-WALL A/C UNIT | BARD | W6A1-C0XBXAX3X | FACILITIES | BOTH | D30 | D3050 | D3050255 | CNRSE | CNRSE ST-UTL
MYP-1570-WAC-02 | MAYPOR-1570 | THRU-WALL A/C UNIT | BARD | W61A1-C00ZBXAX3X | FACILITIES | BOTH | D30 | D3050 | D3050255 | CNRSE | CNRSE ST-UTL
MYP-1570-WAC-03 | MAYPOR-1570 | THRU-WALL A/C UNIT | BARD | W61A1-C00ZBXAX3X | FACILITIES | BOTH | D30 | D3050 | D3050255 | CNRSE | CNRSE ST-UTL
MYP-1570-WAC-04 | MAYPOR-1570 | THRU-WALL A/C UNIT | BARD | W61A1-C00ZBXAX3X | FACILITIES | BOTH | D30 | D3050 | D3050255 | CNRSE | CNRSE ST-UTL
MYP-1570-WAC-05 | MAYPOR-1570 | THRU-WALL A/C UNIT | BARD | W61A1-C00ZBXAX3X | FACILITIES | BOTH | D30 | D3050 | D3050255 | CNRSE | CNRSE ST-UTL
MYP-1570-WAC-06 | MAYPOR-1570 | THRU-WALL A/C UNIT | BARD | W61A1-C00ZBXAX3X | FACILITIES | BOTH | D30 | D3050 | D3050255 | CNRSE | CNRSE ST-UTL
MYP-1570-WAC-07 | MAYPOR-1570 | THRU-WALL A/C UNIT | BARD | W61A1-C00ZBXAX3X | FACILITIES | BOTH | D30 | D3050 | D3050255 | CNRSE | CNRSE ST-UTL
MYP-1571-WAC-01 | MAYPOR-1571 | THRU WALL AC UNIT | BARD | W6A1A-COZBXAX3X | FACILITIES | BOTH | D30 | D3050 | D3050255 | CNRSE | CNRSE ST-UTL
MYP-1571-WAC-02 | MAYPOR-1571 | THRU WALL AC UNIT | BARD | W6A1A-COZBXAX3 | FACILITIES | BOTH | D30 | D3050 | D3050255 | CNRSE | CNRSE ST-UTL
MYP-1571-WAC-04 | MAYPOR-1571 | THRU WALL AC UNIT | BARD | W6A1A-COZBXAX3 | FACILITIES | BOTH | D30 | D3050 | D3050255 | CNRSE | CNRSE ST-UTL
MYP-1571-WAC-05 | MAYPOR-1571 | THRU WALL AC UNIT | BARD | W6A1A-COZBXAX3 | FACILITIES | BOTH | D30 | D3050 | D3050255 | CNRSE | CNRSE ST-UTL
MYP-1571-WAC-06 | MAYPOR-1571 | THRU WALL AC UNIT | BARD | W6A1A-COZBXAX3 | FACILITIES | BOTH | D30 | D3050 | D3050255 | CNRSE | CNRSE ST-UTL
MYP-1571-WAC-07 | MAYPOR-1571 | THRU WALL AC UNIT | BARD | W6A1A-COZBXAX3 | FACILITIES | BOTH | D30 | D3050 | D3050255 | CNRSE | CNRSE ST-UTL
MYP-1572-WAC-01 | MAYPOR-1571 | THRU WALL AC UNIT | BARD | W61A1-COZBXAX3X | FACILITIES | BOTH | D30 | D3050 | D3050255 | CNRSE | CNRSE ST-UTL
MYP-1572-WAC-02 | MAYPOR-1572 | THRU-WALL A/C UNIT | BARD | W61A1-COZBXAX3X | FACILITIES | BOTH | D30 | D3050 | D3050255 | CNRSE | CNRSE ST-UTL
MYP-1572-WAC-03 | MAYPOR-1571 | THRU-WALL A/C UNIT | BARD | W61A1-COZBXAX3X | FACILITIES | BOTH | D30 | D3050 | D3050255 | CNRSE | CNRSE ST-UTL
MYP-1906A-AHC-01 | MAYPOR-1906 | AIR HANDLING UNIT, CENTRAL STA | GOODMAN | ARUF303016BA | FACILITIES | BOTH | D30 | D3040 | D3040110 | CNRSE | CNRSE ST-UTL
MYP-1906A-SDS-01 | MAYPOR-1906 | SPLIT DUCTLESS HEAT PUMP , OUTDOOR UNIT | GOODMAN | GSZ-130301AC | FACILITIES | BOTH | D30 | D3030 | D3030225 | CNRSE | CNRSE ST-UTL
MYP-1922-PKU-00 | MAYPOR-1922 | PACKAGE UNIT - 'J' ANNEX | BARD | W36A2-COOXXAX3E | FACILITIES | BOTH | D30 | D3050 | D3050260 | CNRSE | CNRSE ST-UTL
MYP-1923-WAC-01 | MAYPOR-1923 | THRU-WALL A/C UNIT | BARD | W36A2-COOXXAX3E | FACILITIES | BOTH | D30 | D3050 | D3050255 | CNRSE | CNRSE ST-UTL
MYP-1924-WAC-01 | MAYPOR-1924 | THRU-WALL A/C UNIT 1 of 2 | BARD | W36A2-COOXPAX3J | FACILITIES | BOTH | D30 | D3050 | D3050255 | CNRSE | CNRSE ST-UTL
MYP-1924-WAC-02 | MAYPOR-1924 | Thru-Wall A/C Unit 2 of 2 | BARD | W36A2-COOXPAX3J | FACILITIES | BOTH | D30 | D3050 | D3050255 | CNRSE | CNRSE ST-UTL
MYP-1969-WAC-01 | MAYPOR-1969 | THRU-WALL A/C UNIT | BARD | W60L2-C09XXAX2E | FACILITIES | BOTH | D30 | D3050 | D3050255 | CNRSE | CNRSE ST-UTL
MYP-1969-WAC-02 | MAYPOR-1969 | THRU WALL AC UNIT | BARD | W6OA2-COOXXXX3J | FACILITIES | BOTH | D30 | D3050 | D3050255 | CNRSE | CNRSE ST-UTL
MYP-1969-WAC-03 | MAYPOR-1969 | THRU WALL AC UNIT | BARD | W60L2-CO9XXAX2E | FACILITIES | BOTH | D30 | D3050 | D3050255 | CNRSE | CNRSE ST-UTL
MYP-1971-WAC-01 | MAYPOR-1971 | THRU-WALL A/C UNIT | MARVAIR | AVP60ACDOO0MU-100-VAR | FACILITIES | BOTH | D30 | D3050 | D3050255 | CNRSE | CNRSE ST-UTL
MYP-1971-WAC-02 | MAYPOR-1971 | THRU-WALL A/C UNIT | MARVAIR | AVP60ACDOOMU-1000 | FACILITIES | BOTH | D30 | D3050 | D3050255 | CNRSE | CNRSE ST-UTL
MYP-1971-WAC-03 | MAYPOR-1971 | THRU-WALL A/C UNIT | BARD | WAGA1-C00XXX3J | FACILITIES | BOTH | D30 | D3050 | D3050255 | CNRSE | CNRSE ST-UTL
MYP-1971-WAC-04 | MAYPOR-1971 | THRU-WALL A/C UNIT | MARVAIR | AVP60ACDOOMU-1000 | FACILITIES | BOTH | D30 | D3050 | D3050255 | CNRSE | CNRSE ST-UTL
MYP-1971-WAC-05 | MAYPOR-1971 | THRU-WALL A/C UNIT | MARVAIR | AVP60ACDOOMU-1000 | FACILITIES | BOTH | D30 | D3050 | D3050255 | CNRSE | CNRSE ST-UTL
MYP-1971-WAC-06 | MAYPOR-1971 | THRU-WALL A/C UNIT | MARVAIR | AVP60ACDOOMU-1000 | FACILITIES | BOTH | D30 | D3050 | D3050255 | CNRSE | CNRSE ST-UTL
MYP-2080-WAC-01 | MAYPOR-2080 | THRU-WALL A/C UNIT | BARD | W61A1-C00ZBXAX3X | FACILITIES | BOTH | D30 | D3050 | D3050255 | CNRSE | CNRSE ST-UTL
MYP-2080-WAC-02 | MAYPOR-2080 | THRU-WALL A/C UNIT | BARD | W61A1-C00ZBXAX3X | FACILITIES | BOTH | D30 | D3050 | D3050255 | CNRSE | CNRSE ST-UTL
MYP-2080-WAC-03 | MAYPOR-2080 | THRU-WALL A/C UNIT | BARD | W61A1-C00ZBXAX3X | FACILITIES | BOTH | D30 | D3050 | D3050255 | CNRSE | CNRSE ST-UTL
MYP-2080-WAC-04 | MAYPOR-2080 | THRU-WALL A/C UNIT | BARD | W61A1-C00ZBXAX3X | FACILITIES | BOTH | D30 | D3050 | D3050255 | CNRSE | CNRSE ST-UTL
MYP-2080-WAC-05 | MAYPOR-2080 | THRU-WALL A/C UNIT | BARD | W61A1-C00ZBXAX3X | FACILITIES | BOTH | D30 | D3050 | D3050255 | CNRSE | CNRSE ST-UTL
MYP-2080-WAC-06 | MAYPOR-2080 | THRU-WALL A/C UNIT | BARD | W61A1-C00ZBXAX3X | FACILITIES | BOTH | D30 | D3050 | D3050255 | CNRSE | CNRSE ST-UTL
MYP-2080-WAC-07 | MAYPOR-2080 | THRU-WALL A/C UNIT | BARD | W61A1-C00ZBXAX3X | FACILITIES | BOTH | D30 | D3050 | D3050255 | CNRSE | CNRSE ST-UTL
MYP-2080-WAC-08 | MAYPOR-2080 | THRU-WALL A/C UNIT | BARD | W61A1-C00ZBXAX3X | FACILITIES | BOTH | D30 | D3050 | D3050255 | CNRSE | CNRSE ST-UTL
MYP-2080-WAC-09 | MAYPOR-2080 | THRU-WALL A/C UNIT | BARD | W61A1-C00ZBXAX3X | FACILITIES | BOTH | D30 | D3050 | D3050255 | CNRSE | CNRSE ST-UTL
MYP-2294-SDH-01 | MAYPOR-2294 | SPLIT SYSTEM HEAT PUMP , OUTDOOR 1TON | MITSUBISHI | MUZ-GL12NA | FACILITIES | BOTH | D30 | D3030 | D3030224 | CNRSE | CNRSE ST-UTL
MYP-2294-SDI-01 | MAYPOR-2294 | SPLIT DUCTLESS SYSTEM, INDOOR UNIT 1TON | MITSUBISHI | MSY-GL12NA | FACILITIES | BOTH | D30 | D3040 | D3040904 | CNRSE | CNRSE ST-UTL
MYP-2294-SDO-01 | MAYPOR-2294 | SPLIT DUCTLESS UNIT, OUTDOOR UNIT 1TON | MITSUBISHI | MUY-GL12NA | FACILITIES | BOTH | D30 | D3030 | D3030223 | CNRSE | CNRSE ST-UTL
MYP-2294-SSP-01 | MAYPOR-2294 | SPLIT SYSTEM HEAT PUMP, INDOOR UNIT 1TON | MITSUBISHI | MSZ-GL12NA | FACILITIES | BOTH | D30 | D3040 | D3040905 | CNRSE | CNRSE ST-UTL
MYP-2307-WAC-01 | MAYPOR-2307 | THRU WALL AC UNIT | BARD | W60A1-CO9TXXXX2X | FACILITIES | BOTH | D30 | D3050 | D3050255 | CNRSE | CNRSE ST-UTL
MYP-2307-WAC-02 | MAYPOR-2307 | THRU WALL AC UNIT | BARD | W60A1-CO9TXXXX2X | FACILITIES | BOTH | D30 | D3050 | D3050255 | CNRSE | CNRSE ST-UTL
MYP-2307-WAC-03 | MAYPOR-2307 | THRU WALL AC UNIT | BARD | W60A1-CO9TXXXX2X | FACILITIES | BOTH | D30 | D3050 | D3050255 | CNRSE | CNRSE ST-UTL
MYP-2307-WAC-04 | MAYPOR-2307 | THRU WALL AC UNIT | BARD | W60A1-CO9TXXXX2X | FACILITIES | BOTH | D30 | D3050 | D3050255 | CNRSE | CNRSE ST-UTL
MYP-2307-WAC-046 | MAYPOR-2307 | THRU WALL AC UNIT | BARD | W60A1-CO9TXXXX2X | FACILITIES | BOTH | D30 | D3050 | D3050255 | CNRSE | CNRSE ST-UTL
MYP-2307-WAC-05 | MAYPOR-2307 | THRU WALL AC UNIT | BARD | W60A1-CO9TXXXX2X | FACILITIES | BOTH | D30 | D3050 | D3050255 | CNRSE | CNRSE ST-UTL
MYP-2307-WAC-07 | MAYPOR-2307 | THRU WALL AC UNIT | BARD | W60A1-C09TXXXX2X | FACILITIES | BOTH | D30 | D3050 | D3050255 | CNRSE | CNRSE ST-UTL
MYP-2307-WAC-08 | MAYPOR-2307 | THRU WALL AC UNIT | BARD | W60A1-C09TXXXX2X | FACILITIES | BOTH | D30 | D3050 | D3050255 | CNRSE | CNRSE ST-UTL
MYP-418-WHP-01 | MAYPOR-418 | THRU-WALL A/C UNIT | BARD | W60A2-COOXXXX3J | FACILITIES | BOTH | D30 | D3050 | D3050255 | CNRSE | CNRSE ST-UTL
MYP-418-WHP-02 | MAYPOR-418 | THRU-WALL A/C UNIT | BARD | W60A2-COOXXXX3J | FACILITIES | BOTH | D30 | D3050 | D3050255 | CNRSE | CNRSE ST-UTL
MYP-418-WHP-03 | MAYPOR-418 | THRU-WALL A/C UNIT | BARD | W60A2-COOXXXX3J | FACILITIES | BOTH | D30 | D3050 | D3050255 | CNRSE | CNRSE ST-UTL
MYP-418-WHP-04 | MAYPOR-418 | THRU-WALL A/C UNIT | BARD | W60A2-COOXXXX3J | FACILITIES | BOTH | D30 | D3050 | D3050255 | CNRSE | CNRSE ST-UTL
MYP-418-WHP-05 | MAYPOR-418 | THRU-WALL A/C UNIT | BARD | W60A2-COOXXXX3J | FACILITIES | BOTH | D30 | D3050 | D3050255 | CNRSE | CNRSE ST-UTL
MYP-418-WHP-06 | MAYPOR-418 | THRU-WALL A/C UNIT | BARD | W60A2-COOXXXX3J | FACILITIES | BOTH | D30 | D3050 | D3050255 | CNRSE | CNRSE ST-UTL
MYP-418-WHP-07 | MAYPOR-418 | THRU-WALL A/C UNIT | BARD | W60A2-COOXXXX3J | FACILITIES | BOTH | D30 | D3050 | D3050255 | CNRSE | CNRSE ST-UTL
MYP-419-WHP-01 | MAYPOR-419 | THRU-WALL A/C UNIT | BARD | W60A2-COOXXXX3J | FACILITIES | BOTH | D30 | D3050 | D3050255 | CNRSE | CNRSE ST-UTL
MYP-419-WHP-02 | MAYPOR-419 | THRU-WALL A/C UNIT | BARD | W60A2-COOXXXX3J | FACILITIES | BOTH | D30 | D3050 | D3050255 | CNRSE | CNRSE ST-UTL
MYP-419-WHP-03 | MAYPOR-419 | THRU-WALL A/C UNIT | BARD | W60A2-COOXXXX3J | FACILITIES | BOTH | D30 | D3050 | D3050255 | CNRSE | CNRSE ST-UTL
MYP-419-WHP-04 | MAYPOR-419 | THRU-WALL A/C UNIT | BARD | W60A2-COOXXXX3J | FACILITIES | BOTH | D30 | D3050 | D3050255 | CNRSE | CNRSE ST-UTL
MYP-419-WHP-05 | MAYPOR-419 | THRU-WALL A/C UNIT | BARD | W60A2-COOXXXX3J | FACILITIES | BOTH | D30 | D3050 | D3050255 | CNRSE | CNRSE ST-UTL
MYP-419-WHP-06 | MAYPOR-419 | THRU-WALL A/C UNIT | BARD | W60A2-COOXXXX3J | FACILITIES | BOTH | D30 | D3050 | D3050255 | CNRSE | CNRSE ST-UTL
MYP-419-WHP-07 | MAYPOR-419 | THRU WALL A/C UNIT | BARD | W6OA2-COOXXXX3J | FACILITIES | BOTH | D30 | D3050 | D3050255 | CNRSE | CNRSE ST-UTL
MYP-420-WHP-01 | MAYPOR-420 | THRU-WALL A/C UNIT # 1 | BARD | W60A2-COOXXAX3E | FACILITIES | BOTH | D30 | D3050 | D3050255 | CNRSE | CNRSE ST-UTL
MYP-420-WHP-02 | MAYPOR-420 | THRU-WALL A/C UNIT # 2 | BARD | W60A2-COOXXAX3E | FACILITIES | BOTH | D30 | D3050 | D3050255 | CNRSE | CNRSE ST-UTL
MYP-420-WHP-03 | MAYPOR-420 | THRU-WALL A/C UNIT # 3 | BARD | W60A2-COOXXAX3E | FACILITIES | BOTH | D30 | D3050 | D3050255 | CNRSE | CNRSE ST-UTL
MYP-420-WHP-04 | MAYPOR-420 | THRU-WALL A/C UNIT # 4 | BARD | W60A2-COOXXAX3E | FACILITIES | BOTH | D30 | D3050 | D3050255 | CNRSE | CNRSE ST-UTL
MYP-420-WHP-05 | MAYPOR-420 | THRU-WALL A/C UNIT # 5 | BARD | W60A2-COOXXAX3E | FACILITIES | BOTH | D30 | D3050 | D3050255 | CNRSE | CNRSE ST-UTL
MYP-420-WHP-06 | MAYPOR-420 | THRU-WALL A/C UNIT # 6 | BARD | W60A2-COOXXAX3E | FACILITIES | BOTH | D30 | D3050 | D3050255 | CNRSE | CNRSE ST-UTL
MYP-420-WHP-07 | MAYPOR-420 | THRU-WALL A/C UNIT # 7 | BARD | W60A2-COOXXAX3E | FACILITIES | BOTH | D30 | D3050 | D3050255 | CNRSE | CNRSE ST-UTL
MYP-421-WAC-01 | MAYPOR-421 | THRU-WALL A/C UNIT | BARD | W60A2-C00XXXX3X | FACILITIES | BOTH | D30 | D3050 | D3050255 | CNRSE | CNRSE ST-UTL
MYP-421-WAC-02 | MAYPOR-421 | THRU-WALL A/C UNIT | BARD | W60A2-C00XXXX3X | FACILITIES | BOTH | D30 | D3050 | D3050255 | CNRSE | CNRSE ST-UTL
MYP-421-WAC-03 | MAYPOR-421 | THRU-WALL A/C UNIT | BARD | W60A2-C00XXXX3X | FACILITIES | BOTH | D30 | D3050 | D3050255 | CNRSE | CNRSE ST-UTL
MYP-421-WAC-04 | MAYPOR-421 | THRU-WALL A/C UNIT | BARD | W60A2-C00XXXX3X | FACILITIES | BOTH | D30 | D3050 | D3050255 | CNRSE | CNRSE ST-UTL
MYP-421-WAC-05 | MAYPOR-421 | THRU-WALL A/C UNIT | BARD | W60A2-C00XXXX3X | FACILITIES | BOTH | D30 | D3050 | D3050255 | CNRSE | CNRSE ST-UTL
MYP-421-WAC-06 | MAYPOR-421 | THRU-WALL A/C UNIT | BARD | W60A2-C00XXXX3X | FACILITIES | BOTH | D30 | D3050 | D3050255 | CNRSE | CNRSE ST-UTL
MYP-289-AHC-09 | MAYPOR-289 | AIR HANDLING UNIT, CENTRAL STATION, 2 TON | GOODMAN | AMST24BU1400BA | FACILITIES | BOTH | D30 | D3040 | D3040110 | CNRSE | Family Housing
MYP-289-CDX-00 | MAYPOR-289 | CONDENSING UNIT | Unknown | CTKE30-1 | FACILITIES | BOTH | D30 | D3030 | D3030901 | CNRSE | Family Housing
MYP-289-CDX-01 | MAYPOR-289 | CONDENSING UNIT | TRANE | TWR060D100A0 | FACILITIES | BOTH | D30 | D3030 | D3030901 | CNRSE | Family Housing
MYP-289-CDX-02 | MAYPOR-289 | CONDENSING UNIT | Unknown | G8H130421AC | FACILITIES | BOTH | D30 | D3030 | D3030901 | CNRSE | Family Housing
MYP-289-CDX-05 | MAYPOR-289 | CONDENSING UNIT | TRANE | TWR060D100A0 | FACILITIES | BOTH | D30 | D3030 | D3030901 | CNRSE | Family Housing
MYP-289-CDX-07 | MAYPOR-289 | CONDENSER, DX, AIR COOLED, 3.5 TON | TRANE | XR4TWR4048N1000AA | FACILITIES | BOTH | D30 | D3030 | D3030901 | CNRSE | Family Housing
MYP-289-CDX-08 | MAYPOR-289 | CONDENSER, DX, AIR COOLED, 3.5 TON | TRANE | XR4TWR4048N1000AA | FACILITIES | BOTH | D30 | D3030 | D3030901 | CNRSE | Family Housing
MYP-289-CDX-09 | MAYPOR-289 | CONDENSER, DX, AIR COOLED, 2 TON | GOODMAN | GSZB402410AB | FACILITIES | BOTH | D30 | D3030 | D3030901 | CNRSE | Family Housing
MYP-289-SDI-00 | MAYPOR-289 | SPLIT DUCTLESS SYSTEM, INDOOR UNIT | Unknown | ACW 12D | FACILITIES | BOTH | D30 | D3040 | D3040904 | CNRSE | Family Housing
MYP-289-SSP-01 | MAYPOR-289 | DX AIR HANDLING UNIT | Unknown | ARUF364216AB | FACILITIES | BOTH | D30 | D3040 | D3040905 | CNRSE | Family Housing
MYP-289-SSP-04 | MAYPOR-289 | DX AIR HANDLING UNIT | Unknown | ARUF30B14AC | FACILITIES | BOTH | D30 | D3040 | D3040905 | CNRSE | Family Housing
MYP-289-SSP-05 | MAYPOR-289 | STRAIGHT COOL CONDENSER SPLIT | Unknown | Unknown | FACILITIES | CIMU | D30 | D3040 | D3040905 | CNRSE | Family Housing
MYP-289-SSP-06 | MAYPOR-289 | SPLIT SYSTEM HEAT PUMP, INDOOR UNIT - 7 TON | TRANE | TWE09241BAA07B100000000 | FACILITIES | BOTH | D30 | D3040 | D3040905 | CNRSE | Family Housing
BA3304316 | MAYFISC-104 | AIR HANDLING UNITS | Unknown | Unknown | FACILITIES | BOTH | D30 | D3040 | D3040110 | CNRSE | CNRSE ST-FAC
MAYFISC-2669-SDH-01 | MAYFISC-2669 | SPLIT SYSTEM HEAT PUMP , OUTDOOR UNIT (3 TON) | Unknown | Unknown | FACILITIES | BOTH | D30 | D3030 | D3030224 | CNRSE | CNRSE ST-FAC
MAYFISC-2669-SSP-01 | MAYFISC-2669 | SPLIT SYSTEM HEAT PUMP, INDOOR UNIT, 3-TON | Unknown | Unknown | FACILITIES | BOTH | D30 | D3040 | D3040905 | CNRSE | CNRSE ST-FAC
MYP-2226-ACE-01 | MAYFISC-2226 | PKG A/C, AIR COOLED, ELEC HEAT, 5 TON | BARD | Unknown | FACILITIES | BOTH | D30 | D3050 | D3050201 | CNRSE | CNRSE ST-FAC
MYP-2226-ACE-02 | MAYFISC-2226 | PKG A/C, AIR COOLED, ELEC HEAT, 5 TON | BARD | Unknown | FACILITIES | BOTH | D30 | D3050 | D3050201 | CNRSE | CNRSE ST-FAC
MYP-262-AHC-01 | MAYPOR-262 | AIR HANDLING UNIT, CENTRAL STATION, 3 TON | TRANE | TWE036P13FB0 | FACILITIES | BOTH | D30 | D3040 | D3040110 | CNRSE | CNRSE ST-FAC
MYP-262-CDX-01 | MAYPOR-262 | CONDENSER, DX, AIR COOLED, 3 TON | TRANE | TWP036C100A3 | FACILITIES | BOTH | D30 | D3030 | D3030901 | CNRSE | CNRSE ST-FAC
MYP-262-SDO-00 | MAYPOR-262 | SPLIT DUCTLESS OUTDOOR UNIT, 6 TON | Unknown | Unknown | FACILITIES | BOTH | D30 | D3050 | D3050170 | CNRSE | CNRSE ST-FAC
MYP-FJ-8-CDX-01 | MAYFISC-8 | DX CONDENSER ,9 TON | AAON | RN-009-1-0-H619-000 | FACILITIES | BOTH | D30 | D3030 | D3030901 | CNRSE | CNRSE ST-FAC
MYP-1971-PTA-01 | MAYPOR-1971 | PACKAGE TERMINAL A/C, THRU-WALL, 10 TON | BARD | W120AEC18BP1X3X | FACILITIES | BOTH | D30 | D3050 | D3050330 | CNRSE | CNRSE ST-FAC
MYP-1971-PTA-02 | MAYPOR-1971 | PACKAGE TERMINAL A/C, THRU-WALL, 10 TON | BARD | W120AEC18BP1X3X | FACILITIES | BOTH | D30 | D3050 | D3050330 | CNRSE | CNRSE ST-FAC
MYP-1971-SDC-01 | MAYPOR-1971 | ELECTRONIC CONTROLS, STANDALONE NON-DDC | BARD | LC6000 | FACILITIES | BOTH | D30 | D3060 | D3060910 | CNRSE | CNRSE ST-FAC
MYP-289-CDX-10 | MAYPOR-289 | CONDENSER, DX, AIR COOLED, 3.5 TON | TRANE | 5TWR4048A1000AA | FACILITIES | BOTH | D30 | D3030 | D3030901 | CNRSE | Family Housing
MYP-289-CDX-11 | MAYPOR-289 | CONDENSER, DX, AIR COOLED, 3.5 TON | TRANE | 5TWR4048A1000AA | FACILITIES | BOTH | D30 | D3030 | D3030901 | CNRSE | Family Housing
MYP-1980-CDX-01 | MAYPOR-1980 | DX: CONDENSER, AIR COOLED | ADDISON | RCA171C0003G | FACILITIES | BOTH | D30 | D3030 | D3030901 | Navy Lodge | Navy Lodge
MYP-1980-CDX-02 | MAYPOR-1980 | DX: CONDENSER, AIR COOLED | TRANE | 2TWA3042A3000AA | FACILITIES | BOTH | D30 | D3030 | D3030901 | Navy Lodge | Navy Lodge
MYP-1980-CDX-03 | MAYPOR-1980 | DX: CONDENSER, AIR COOLED | TRANE | 2TWA3036A3000AA | FACILITIES | BOTH | D30 | D3030 | D3030901 | Navy Lodge | Navy Lodge
MYP-1980-CDX-04 | MAYPOR-1980 | DX: CONDENSER, AIR COOLED | TRANE | Unknown | FACILITIES | BOTH | D30 | D3030 | D3030901 | Navy Lodge | Navy Lodge
MYP-1980-CDX-05 | MAYPOR-1980 | DX: CONDENSER, AIR COOLED | TRANE | 2TWA3018A1000AA | FACILITIES | BOTH | D30 | D3030 | D3030901 | Navy Lodge | Navy Lodge
MYP-1980-CDX-06 | MAYPOR-1980 | DX: CONDENSER, AIR COOLED | TRANE | TTA090A300FA | FACILITIES | BOTH | D30 | D3030 | D3030901 | Navy Lodge | Navy Lodge
MYP-1980-CDX-07 | MAYPOR-1980 | DX: CONDENSER, AIR COOLED | GOODMAN | GSZ140421KA | FACILITIES | BOTH | D30 | D3030 | D3030901 | Navy Lodge | Navy Lodge
MYP-1980-CDX-08 | MAYPOR-1980 | DX: CONDENSER, AIR COOLED | ADDISON | RCA171C003G | FACILITIES | BOTH | D30 | D3030 | D3030901 | Navy Lodge | Navy Lodge
MYP-1980-ERW-01 | MAYPOR-1980 | ENERGY RECOVERY WHEEL | Unknown | FV-3000H | FACILITIES | BOTH | D30 | D3090 | D3090220 | Navy Lodge | Navy Lodge
MYP-1980-HTP-00 | MAYPOR-1980 | HEAT TRANSFER PACKAGES | Unknown | Unknown | FACILITIES | BOTH | D20 | D2020 | D2020904 | Navy Lodge | Navy Lodge
MYP-1980-SDI-01 | MAYPOR-1980 | SPLIT DUCTLESS SYSTEM, INDOOR UNIT | FUJITSU | ASU12CQ | FACILITIES | BOTH | D30 | D3040 | D3040904 | Navy Lodge | Navy Lodge
MYP-1980-SDS-01 | MAYPOR-1980 | SPLIT DUCTLESS HEAT PUMP, OUTDOOR UNIT | FUJITSU | AOU12CQ | FACILITIES | BOTH | D30 | D3030 | D3030225 | Navy Lodge | Navy Lodge
MYP-1980-SSP-01 | MAYPOR-1980 | DX AIR HANDLING UNIT | TRANE | FV-3000H | FACILITIES | BOTH | D30 | D3040 | D3040905 | Navy Lodge | Navy Lodge
MYP-1980-SSP-02 | MAYPOR-1980 | DX AIR HANDLING UNIT | GOODMAN | ARUF43C14AA | FACILITIES | BOTH | D30 | D3040 | D3040905 | Navy Lodge | Navy Lodge
MYP-1980-SSP-03 | MAYPOR-1980 | DX AIR HANDLING UNIT | ADDISON | VCA201EJ5C3G | FACILITIES | BOTH | D30 | D3040 | D3040905 | Navy Lodge | Navy Lodge
MYP-1980-SSP-04 | MAYPOR-1980 | DX AIR HANDLING UNIT | TRANE | TWE090B300BB | FACILITIES | BOTH | D30 | D3040 | D3040905 | Navy Lodge | Navy Lodge
MYP-1980-SSP-05 | MAYPOR-1980 | DX AIR HANDLING UNIT | TRANE | 2TEC3F36B1000AA | FACILITIES | BOTH | D30 | D3040 | D3040905 | Navy Lodge | Navy Lodge
MYP-1980-SSP-06 | MAYPOR-1980 | DX AIR HANDLING UNIT | TRANE | 2TEC3F36A1000AA | FACILITIES | BOTH | D30 | D3040 | D3040905 | Navy Lodge | Navy Lodge
MYP-1980-SSP-07 | MAYPOR-1980 | DX AIR HANDLING UNIT | TRANE | 2TEC3F24B1000AA | FACILITIES | BOTH | D30 | D3040 | D3040905 | Navy Lodge | Navy Lodge
MYP-1980-UHE-01 | MAYPOR-1980 | IN-DUCT HEATER, ELECTRIC | WARREN | CBK | FACILITIES | BOTH | D30 | D3050 | D3050901 | Navy Lodge | Navy Lodge
MYP-1980-UHE-02 | MAYPOR-1980 | IN-DUCT HEATER, ELECTRIC | WARREN | Unknown | FACILITIES | BOTH | D30 | D3050 | D3050901 | Navy Lodge | Navy Lodge
MYP-2084-AHC-13 | MAYPOR-2084 | Air Handler, DX, Air Cooled,Direct Drive, 5 ton | GOODMAN | AMST36CU1300AA | FACILITIES | BOTH | D30 | D3040 | D3040110 | Navy Lodge | Navy Lodge
MYP-1900-ACS-01 | MAYCOM-1900 | Air Curtain | MARS AIR SYSTEMS | TW048CH | FACILITIES | BOTH | D30 | D3090 | D3090903 | NEX | NEX
MYP-1900-ACS-02 | MAYCOM-1900 | Air Curtain #2 | MARS AIR SYSTEMS | TW048CH | FACILITIES | BOTH | D30 | D3090 | D3090903 | NEX | NEX
MYP-1900-ACS-03 | MAYCOM-1900 | Air Curtain #3 | MARS AIR SYSTEMS | 38CH | FACILITIES | BOTH | D30 | D3090 | D3090903 | NEX | NEX
MYP-1900-ACS-04 | MAYCOM-1900 | Other Air Curtain Heaters | MARS AIR SYSTEMS | 38CH | FACILITIES | BOTH | D30 | D3090 | D3090903 | NEX | NEX
MYP-1900-FSR-14 | MAYCOM-1900 | SUPPLY FAN, ROOFTOP, SF-2 | LOREN COOK | 240 HXSM 24HXSM4B | FACILITIES | BOTH | D30 | D3040 | D3040240 | NEX | NEX
MYP-1900-FSR-16 | MAYCOM-1900 | SUPPLY FAN, ROOFTOP, SF-3 | LOREN COOK | 300 HXSM 30HXSM6B | FACILITIES | BOTH | D30 | D3040 | D3040240 | NEX | NEX
MYP-1900-HPR-01 | MAYCOM-1900 | Packaged Unit #3 Heat Pump Roof Top. Air/Air 20 TON | TRANE | WCD240E400AB | FACILITIES | BOTH | D30 | D3050 | D3050245 | NEX | NEX
MYP-1900-HPR-04 | MAYCOM-1900 | Packaged Unit #4 Heat Pump Roof Top. Air/Air 20 TON | TRANE | WCD240E400AB | FACILITIES | BOTH | D30 | D3050 | D3050245 | NEX | NEX
MYP-1900-HPR-05 | MAYCOM-1900 | Packaged Unit #5 Heat Pump Roof Top. Air/Air | TRANE | WCD240E400BA | FACILITIES | BOTH | D30 | D3050 | D3050245 | NEX | NEX
MYP-1900-HPR-06 | MAYCOM-1900 | Packaged Unit #7 Heat Pump Roof Top. Air/Air | TRANE | WCD240E400AB | FACILITIES | BOTH | D30 | D3050 | D3050245 | NEX | NEX
MYP-1900-HPR-07 | MAYCOM-1900 | Packaged Unit #8 Heat Pump Roof Top. Air/Air | TRANE | WCD180E400AB | FACILITIES | BOTH | D30 | D3050 | D3050245 | NEX | NEX
MYP-1900-HPR-08 | MAYCOM-1900 | Packaged Unit #9 Heat Pump Roof Top. Air/Air | TRANE | TCD300E400BB | FACILITIES | BOTH | D30 | D3050 | D3050245 | NEX | NEX
MYP-1900-HPR-09 | MAYCOM-1900 | Packaged Unit #6 Heat Pump Roof Top. Air/Air | TRANE | WCD240E400AB | FACILITIES | BOTH | D30 | D3050 | D3050245 | NEX | NEX
MYP-1900-HPR-12 | MAYCOM-1900 | Packaged Unit #11 Heat Pump Roof Top. Air/Air 25 TON | CARRIER | 50HJ-005--G641 | FACILITIES | BOTH | D30 | D3050 | D3050245 | NEX | NEX
MYP-1900-HPR-14 | MAYCOM-1900 | Heat Pump, Air/Air, Roof Top,20 ton | ICP | ICP RAV060L0FA0AAAA | FACILITIES | BOTH | D30 | D3050 | D3050245 | NEX | NEX
MYP-1900-HPR-15 | MAYCOM-1900 | Heat Pump, Air/Air, Roof Top, 8 Ton PKG | TRANE | TSC120H4ROA250 | FACILITIES | BOTH | D30 | D3050 | D3050245 | NEX | NEX
MYP-1900-HPR-16 | MAYCOM-1900 | Packaged Unit #11 Heat Pump Roof Top. Air/Air 13 TON | TRANE | TSD150G4ROC160 | FACILITIES | BOTH | D30 | D3050 | D3050245 | NEX | NEX
MYP-1900-HPR-17 | MAYCOM-1900 | Heat Pump, Air/Air, Roof Top,20 ton | AMERICAN STANDARD | EBC240A4E0B060 | FACILITIES | BOTH | D30 | D3050 | D3050245 | NEX | NEX
MYP-1900-KEA-02 | MAYCOM-1900 | KITCHEN MAKE-UP AIR UNIT | Unknown | Unknown | FACILITIES | BOTH | D30 | D3040 | D3040260 | NEX | NEX
MYP-1900-KEA-04 | MAYCOM-1900 | SUPPLY FAN, ROOFTOP, SF-1 | LOREN COOK | 90 ASP 90ASP | FACILITIES | BOTH | D30 | D3040 | D3040260 | NEX | NEX
MYP-1900-SDI-01 | MAYCOM-1900 | SPLIT DUCTLESS SYSTEM, INDOOR UNIT, AHU-1 | CARRIER | Unknown | FACILITIES | BOTH | D30 | D3040 | D3040904 | NEX | NEX
MYP-1900-SDI-02 | MAYCOM-1900 | SPLIT DUCTLESS SYSTEM, INDOOR UNIT, AHU-2 | CARRIER | 40QNH012300 | FACILITIES | BOTH | D30 | D3040 | D3040904 | NEX | NEX
MYP-1900-SDI-03 | MAYCOM-1900 | SPLIT DUCTLESS SYSTEM, INDOOR UNIT, AHU-3 | CARRIER | 40QNB012300 | FACILITIES | BOTH | D30 | D3040 | D3040904 | NEX | NEX
MYP-1900-SDI-04 | MAYCOM-1900 | SPLIT DUCTLESS SYSTEM, INDOOR UNIT, AHU-4 | CARRIER | 40QNH012300 | FACILITIES | BOTH | D30 | D3040 | D3040904 | NEX | NEX
MYP-1900-SDI-05 | MAYCOM-1900 | SPLIT DUCTLESS SYSTEM, INDOOR UNIT, AHU-5 | CARRIER | Unknown | FACILITIES | BOTH | D30 | D3040 | D3040904 | NEX | NEX
MYP-1900-SDS-01 | MAYCOM-1900 | SPLIT DUCTLESS HEAT PUMP, OUTDOOR UNIT, ACC-1 | CARRIER | 38MFC018---3 | FACILITIES | BOTH | D30 | D3030 | D3030225 | NEX | NEX
MYP-1900-SDS-02 | MAYCOM-1900 | SPLIT DUCTLESS HEAT PUMP, OUTDOOR UNIT, ACC-2 | CARRIER | Unknown | FACILITIES | BOTH | D30 | D3030 | D3030225 | NEX | NEX
MYP-1900-SDS-03 | MAYCOM-1900 | SPLIT DUCTLESS HEAT PUMP, OUTDOOR UNIT, ACC-3 | CARRIER | Unknown | FACILITIES | BOTH | D30 | D3030 | D3030225 | NEX | NEX
MYP-1900-SDS-04 | MAYCOM-1900 | SPLIT DUCTLESS HEAT PUMP, OUTDOOR UNIT, ACC-4 | CARRIER | Unknown | FACILITIES | BOTH | D30 | D3030 | D3030225 | NEX | NEX
MYP-1900-SDS-05 | MAYCOM-1900 | SPLIT DUCTLESS HEAT PUMP, OUTDOOR UNIT, ACC-5 | CARRIER | Unknown | FACILITIES | BOTH | D30 | D3030 | D3030225 | NEX | NEX
MYP-1900-TPR-01 | MAYCOM-1900 | DX ROOFTOP PKG A/C, RTU-1 | SEASONS FOUR | 1HJK26-0403-ES106-11HG | FACILITIES | BOTH | D30 | D3050 | D3050175 | NEX | NEX
MYP-1900-TPR-02 | MAYCOM-1900 | DX ROOFTOP PKG A/C, RTU-2 | SEASONS FOUR | 1HJK26-0353-ES036-12HP | FACILITIES | BOTH | D30 | D3050 | D3050175 | NEX | NEX
MYP-1900-TPR-03 | MAYCOM-1900 | DX ROOFTOP PKG A/C, RTU-3 | CARRIER | 50HJ-006--B631-- | FACILITIES | BOTH | D30 | D3050 | D3050175 | NEX | NEX
MYP-1900-TPR-04 | MAYCOM-1900 | DX ROOFTOP PKG A/C, RTU-4 | CARRIER | 50HJ-005--B640-- | FACILITIES | BOTH | D30 | D3050 | D3050175 | NEX | NEX
MYP-1900-TPR-05 | MAYCOM-1900 | DX ROOFTOP PKG A/C, RTU-5 | CARRIER | 50TC-A05A2F6A0K0A0 | FACILITIES | BOTH | D30 | D3050 | D3050175 | NEX | NEX
MYP-1900-TPR-06 | MAYCOM-1900 | DX ROOFTOP PKG A/C, RTU-6 | RHEEM | RLNL-A060DL 000 | FACILITIES | BOTH | D30 | D3050 | D3050175 | NEX | NEX
MYP-1900-TPR-07 | MAYCOM-1900 | DX ROOFTOP PKG A/C, RTU-7 | CARRIER | 50HJ-004--B631-- | FACILITIES | BOTH | D30 | D3050 | D3050175 | NEX | NEX
MYP-1900-TPR-09 | MAYCOM-1900 | DX ROOFTOP PKG A/C, RTU-9 | TRANE | 4WCC3024A1000AA | FACILITIES | BOTH | D30 | D3050 | D3050175 | NEX | NEX
MYP-1900-TPR-10 | MAYCOM-1900 | DX ROOFTOP PKG A/C, 8 TON PKG RTU-8 | TRANE | TSC120H4ROA220 | FACILITIES | BOTH | D30 | D3050 | D3050175 | NEX | NEX
MYP-2775-AHC-01 | MAYPOR-2775 | AIR HANDLING UNIT CENTRAL STA NORTH MECHANICAL - RM 1144 | CARRIER | 40RUAA25T2A6A0A0A0 | FACILITIES | BOTH | D30 | D3040 | D3040110 | NGIS | NGIS
MYP-2775-CGA-01 | MAYPOR-2775 | CONDENSING UNIT AIR COOLED PROJECT NORTH | LG | ARUM144DTE5 | FACILITIES | BOTH | D30 | D3030 | D3030221 | NGIS | NGIS
MYP-2775-CGA-02 | MAYPOR-2775 | CONDENSING UNIT AIR COOLED PROJECT SOUTH | LG | ARUM168DTE5 | FACILITIES | BOTH | D30 | D3030 | D3030221 | NGIS | NGIS
MYP-2775-PDR-02 | MAYPOR-2775 | PACKAGED DX REFRIGERANT SYSTEM 1ST FL CENTER NORTH | LG | ARUM121DTE5 | FACILITIES | BOTH | D30 | D3030 | D3030903 | NGIS | NGIS
MYP-2775-PDR-03 | MAYPOR-2775 | PACKAGED DX REFRIGERANT SYSTEM 1ST FL CENTER SOUTH | LG | ARUM121DTE5 | FACILITIES | BOTH | D30 | D3030 | D3030903 | NGIS | NGIS
MYP-2775-PDR-04 | MAYPOR-2775 | PACKAGED DX REFRIGERANT SYSTEM 1ST FL SOUTH | LG | ARUM144DTE5 | FACILITIES | BOTH | D30 | D3030 | D3030903 | NGIS | NGIS
MYP-2775-PDR-05 | MAYPOR-2775 | PACKAGED DX REFRIGERANT SYSTEM 1ST FL LOBBY/LOUNGE | LG | ARUM121DTE5 | FACILITIES | BOTH | D30 | D3030 | D3030903 | NGIS | NGIS
MYP-2775-PDR-06 | MAYPOR-2775 | PACKAGED DX REFRIGERANT SYSTEM 2ND FL NORTH | LG | ARUM121DTE5 | FACILITIES | BOTH | D30 | D3030 | D3030903 | NGIS | NGIS
MYP-2775-PDR-07 | MAYPOR-2775 | PACKAGED DX REFRIGERANT SYSTEM 2ND FL CENTER NORTH | LG | ARUM121DTE5 | FACILITIES | BOTH | D30 | D3030 | D3030903 | NGIS | NGIS
MYP-2775-PDR-08 | MAYPOR-2775 | PACKAGED DX REFRIGERANT SYSTEM 2ND FL CENTER SOUTH | LG | ARUM121DTE5 | FACILITIES | BOTH | D30 | D3030 | D3030903 | NGIS | NGIS
MYP-2775-PDR-09 | MAYPOR-2775 | PACKAGED DX REFRIGERANT SYSTEM 2ND FL SOUTH | LG | ARUM121DTE5 | FACILITIES | BOTH | D30 | D3030 | D3030903 | NGIS | NGIS
MYP-2775-PDR-10 | MAYPOR-2775 | PACKAGED DX REFRIGERANT SYSTEM 3RD FL NORTH | LG | ARUM144DTE5 | FACILITIES | BOTH | D30 | D3030 | D3030903 | NGIS | NGIS
MYP-2775-PDR-11 | MAYPOR-2775 | PACKAGED DX REFRIGERANT SYSTEM 3RD FL CENTER NORTH | LG | ARUM121DTE5 | FACILITIES | BOTH | D30 | D3030 | D3030903 | NGIS | NGIS
MYP-2775-PDR-12 | MAYPOR-2775 | PACKAGED DX REFRIGERANT SYSTEM 3RD FL CENTER SOUTH | LG | ARUM121DTE5 | FACILITIES | BOTH | D30 | D3030 | D3030903 | NGIS | NGIS
MYP-2775-PDR-13 | MAYPOR-2775 | PACKAGED DX REFRIGERANT SYSTEM 3RD FL SOUTH | LG | ARUM121DTE5 | FACILITIES | BOTH | D30 | D3030 | D3030903 | NGIS | NGIS
MYP-2775-PDR-14 | MAYPOR-2775 | PACKAGED DX REFRIGERANT SYSTEM 4TH FL NORTH | LG | ARUM168DTE5 | FACILITIES | BOTH | D30 | D3030 | D3030903 | NGIS | NGIS
MYP-2775-PDR-15 | MAYPOR-2775 | PACKAGED DX REFRIGERANT SYSTEM 4TH FL CENTER NORTH | LG | ARUM121DTE5 | FACILITIES | BOTH | D30 | D3030 | D3030903 | NGIS | NGIS
MYP-2775-PDR-16 | MAYPOR-2775 | PACKAGED DX REFRIGERANT SYSTEM 4TH FL CENTER SOUTH | LG | ARUM121DTE5 | FACILITIES | BOTH | D30 | D3030 | D3030903 | NGIS | NGIS
MYP-2775-PDR-17 | MAYPOR-2775 | PACKAGED DX REFRIGERANT SYSTEM 4TH FL SOUTH | LG | ARUM121DTE5 | FACILITIES | BOTH | D30 | D3030 | D3030903 | NGIS | NGIS
MYP-2775-PDR-18 | MAYPOR-2775 | PACKAGED DX REFRIGERANT SYSTEM | CARRIER | Unknown | FACILITIES | BOTH | D30 | D3030 | D3030903 | NGIS | NGIS
MYP-2775-RTG-02 | MAYPOR-2775 | ROOFTOP AIR CONDITIONER GAS HEAT MECHANICAL RM - 1144 | LG | ARND30UDBE4 | FACILITIES | BOTH | D30 | D3050 | D3050177 | NGIS | NGIS
MYP-2775-SDO-01 | MAYPOR-2775 | SPLIT DUCTLESS UNIT OUTDOOR UNIT COMMUNICATIONS RM - 1152 | LG | ARND30UDBE4 | FACILITIES | BOTH | D30 | D3030 | D3030223 | NGIS | NGIS
MYP-2775-SDO-02 | MAYPOR-2775 | SPLIT DUCTLESS UNIT OUTDOOR UNIT ELEVATOR EQUIPMENT RM - ATTIC | LG | LSN303HLV3 | FACILITIES | BOTH | D30 | D3030 | D3030223 | NGIS | NGIS
MYP-2775-SDO-03 | MAYPOR-2775 | SPLIT DUCTLESS UNIT OUTDOOR UNIT ELECTRICAL RM - 2002 | LG | LSN303HLV3 | FACILITIES | BOTH | D30 | D3030 | D3030223 | NGIS | NGIS
MYP-2775-SDO-04 | MAYPOR-2775 | SPLIT DUCTLESS UNIT OUTDOOR UNIT ELECTRICAL RM - 3002 | LG | LSN303HLV3 | FACILITIES | BOTH | D30 | D3030 | D3030223 | NGIS | NGIS
MYP-2775-SDO-05 | MAYPOR-2775 | SPLIT DUCTLESS UNIT OUTDOOR UNIT ELECTRICAL RM - 4002 | LG | LSN303HLV3 | FACILITIES | BOTH | D30 | D3030 | D3030223 | NGIS | NGIS
MYP-2775-SDO-06 | MAYPOR-2775 | SPLIT DUCTLESS UNIT OUTDOOR UNIT EXT. EQUIPMENT - 1154 | LG | LSN303HLV3 | FACILITIES | BOTH | D30 | D3030 | D3030223 | NGIS | NGIS
MYP-CP-11660-AHC-01 | MAYPOR-11660 | AIR HANDLING UNIT, CENTRAL STATION, 25,000CFM | CARRIER | 39MW36W028NGJ13XCE | FACILITIES | BOTH | D30 | D3040 | D3040110 | PMS 525 | PMS 525
MYP-CP-11660-AHC-02 | MAYPOR-11660 | AIR HANDLING UNIT, CENTRAL STATION, 18,000 CFM | CARRIER | 39MW50W028NGK14XCE | FACILITIES | BOTH | D30 | D3040 | D3040110 | PMS 525 | PMS 525
MYP-CP-11660-AHC-03 | MAYPOR-11660 | AIR HANDLING UNIT, INDOOR MODULAR, SIZE CFM | DAIKIN | Unknown | FACILITIES | BOTH | D30 | D3040 | D3040110 | PMS 525 | PMS 525
MYP-CP-11660-AHC-04 | MAYPOR-11660 | AIR HANDLING UNIT, INDOOR MODULAR, SIZE CFM | AMERICAN STANDARD | Unknown | FACILITIES | BOTH | D30 | D3040 | D3040110 | PMS 525 | PMS 525
MYP-CP-11660-AHC-05 | MAYPOR-11660 | AIR HANDLING UNIT, INDOOR MODULAR, SIZE CFM | RUDD S | Unknown | FACILITIES | BOTH | D30 | D3040 | D3040110 | PMS 525 | PMS 525
MYP-CP-11660-AHC-06 | MAYPOR-11660 | AIR HANDLING UNIT, INDOOR MODULAR, SIZE CFM | YORK | Unknown | FACILITIES | BOTH | D30 | D3040 | D3040110 | PMS 525 | PMS 525
MYP-CP-11660-CCU-01 | MAYPOR-11660 | AIR COOLED, SPLIT SYSTEM W/ CONDENSER, 10 TON | STULZ | SCS-525DSA | FACILITIES | BOTH | D30 | D3050 | D3050185 | PMS 525 | PMS 525
MYP-CP-11660-CCU-02 | MAYPOR-11660 | AIR COOLED, SPLIT SYSTEM W/ CONDENSER, 10 TON | STULZ | SCS-525DSA | FACILITIES | BOTH | D30 | D3050 | D3050185 | PMS 525 | PMS 525
MYP-CP-11660-CCU-03 | MAYPOR-11660 | AIR COOLED, SPLIT SYSTEM W/ CONDENSER, 10 TON | STULZ | SCS-525DSA | FACILITIES | BOTH | D30 | D3050 | D3050185 | PMS 525 | PMS 525
MYP-CP-11660-CCU-04 | MAYPOR-11660 | AIR COOLED, SPLIT SYSTEM W/ CONDENSER, 10 TON | STULZ | SCS-525DSA | FACILITIES | BOTH | D30 | D3050 | D3050185 | PMS 525 | PMS 525
MYP-CP-11660-CGA-01 | MAYPOR-11660 | CONDENSING UNIT, AIR COOLED AC-1 | CARRIER | 38MHRCQ12AA3 | FACILITIES | BOTH | D30 | D3030 | D3030221 | PMS 525 | PMS 525
MYP-CP-11660-CGA-02 | MAYPOR-11660 | CONDENSING UNIT, AIR COOLED AC-2 | CARRIER | 38MHRCQ12AA3 | FACILITIES | BOTH | D30 | D3030 | D3030221 | PMS 525 | PMS 525
MYP-CP-11660-CGA-03 | MAYPOR-11660 | CONDENSING UNIT, AIR COOLED AC-3 | CARRIER | 38MHRCQ12AA3 | FACILITIES | BOTH | D30 | D3030 | D3030221 | PMS 525 | PMS 525
MYP-CP-11660-CGA-04 | MAYPOR-11660 | CONDENSING UNIT, AIR COOLED AC-4 | CARRIER | 38MHRCQ12AA3 | FACILITIES | BOTH | D30 | D3030 | D3030221 | PMS 525 | PMS 525
MYP-CP-11660-CGA-05 | MAYPOR-11660 | CONDENSING UNIT, AIR COOLED AC-5 | CARRIER | 38MHRCQ12AA3 | FACILITIES | BOTH | D30 | D3030 | D3030221 | PMS 525 | PMS 525
MYP-CP-11660-CGA-06 | MAYPOR-11660 | CONDENSING UNIT, AIR COOLED AC-6 | CARRIER | 38MHRCQ12AA3 | FACILITIES | BOTH | D30 | D3030 | D3030221 | PMS 525 | PMS 525
MYP-CP-11660-CGA-07 | MAYPOR-11660 | CONDENSING UNIT, AIR COOLED, SIZE TON | DAIKIN MCQUAY | Unknown | FACILITIES | BOTH | D30 | D3030 | D3030221 | PMS 525 | PMS 525
MYP-CP-11660-CGA-08 | MAYPOR-11660 | CONDENSING UNIT, AIR COOLED, SIZE TON | AMERICAN STANDARD | Unknown | FACILITIES | BOTH | D30 | D3030 | D3030221 | PMS 525 | PMS 525
MYP-CP-11660-CGA-09 | MAYPOR-11660 | CONDENSING UNIT, AIR COOLED, SIZE TON | AMERICAN STANDARD | Unknown | FACILITIES | BOTH | D30 | D3030 | D3030221 | PMS 525 | PMS 525
MYP-CP-11660-CGA-10 | MAYPOR-11660 | CONDENSING UNIT, AIR COOLED, SIZE TON | AMERICAN STANDARD | Unknown | FACILITIES | BOTH | D30 | D3030 | D3030221 | PMS 525 | PMS 525
MYP-CP-11660-CPS-01 | MAYPOR-11660 | HOT WATER HEATING PUMP #1 | TACO | F12007E4DAH1LODB1969D | FACILITIES | BOTH | D30 | D3040 | D3040330 | PMS 525 | PMS 525
MYP-CP-11660-CPS-02 | MAYPOR-11660 | HOT WATER HEATING PUMP #2 | TACO | F12007E4DAH1LODB1969D | FACILITIES | BOTH | D30 | D3040 | D3040330 | PMS 525 | PMS 525
MYP-CP-11660-CPS-03 | MAYPOR-11660 | WATER CIRCULATING PUMP | BELL GOSSETT | XL 40-275 | FACILITIES | BOTH | D30 | D3040 | D3040330 | PMS 525 | PMS 525
MYP-CP-11660-CPS-04 | MAYPOR-11660 | WATER CIRCULATING PUMP | BELL GOSSETT | XL 40-275 | FACILITIES | BOTH | D30 | D3040 | D3040330 | PMS 525 | PMS 525
MYP-CP-11660-CSA-01 | MAYPOR-11660 | CHILLER, SCROLL, AIR COOLED, 40 TON #1 | CARRIER | 38APD06065A10020 | FACILITIES | BOTH | D30 | D3030 | D3030120 | PMS 525 | PMS 525
MYP-CP-11660-CSA-02 | MAYPOR-11660 | CHILLER, SCROLL, AIR COOLED, 40 TON #2 | CARRIER | 38APD06065A10020 | FACILITIES | BOTH | D30 | D3030 | D3030120 | PMS 525 | PMS 525
MYP-CP-11660-DDC-01 | MAYPOR-11660 | DIRECT DIGITAL CONTROL (DDC) SYSTEM | HONEYWELL | NIAGRA | FACILITIES | BOTH | D30 | D3060 | D3060905 | PMS 525 | PMS 525
MYP-CP-11660-HAS-01 | MAYPOR-11660 | AIR CONTROL SEPARATOR | TACO | 49025ADR-125 | FACILITIES | BOTH | D30 | D3020 | D3020908 | PMS 525 | PMS 525
MYP-CP-11660-RCS-01 | MAYPOR-11660 | ROOFTOP AIR CONDITIONER, 40 TON, 7500 CFM | GREENHECK MFG | RV-75-40D | FACILITIES | BOTH | D30 | D3050 | D3050177 | PMS 525 | PMS 525
MYP-CP-11660-SDI-01 | MAYPOR-11660 | SPLIT SYSTEM DUCTLESS, INDOOR UNIT SS-1 | CARRIER | 40MAHBQ12XA3 | FACILITIES | BOTH | D30 | D3040 | D3040904 | PMS 525 | PMS 525
MYP-CP-11660-SDI-02 | MAYPOR-11660 | SPLIT SYSTEM DUCTLESS, INDOOR UNIT SS-2 | CARRIER | 40MAHBQ12XA3 | FACILITIES | BOTH | D30 | D3040 | D3040904 | PMS 525 | PMS 525
MYP-CP-11660-SDI-03 | MAYPOR-11660 | SPLIT SYSTEM DUCTLESS, INDOOR UNIT SS-3 | CARRIER | 40MAHBQ12XA3 | FACILITIES | BOTH | D30 | D3040 | D3040904 | PMS 525 | PMS 525
MYP-CP-11660-SDI-04 | MAYPOR-11660 | SPLIT SYSTEM DUCTLESS, INDOOR UNIT SS-4 | CARRIER | 40MAHBQ12XA3 | FACILITIES | BOTH | D30 | D3040 | D3040904 | PMS 525 | PMS 525
MYP-CP-11660-SDI-05 | MAYPOR-11660 | SPLIT SYSTEM DUCTLESS, INDOOR UNIT SS-5 | CARRIER | 40MAHBQ12XA3 | FACILITIES | BOTH | D30 | D3040 | D3040904 | PMS 525 | PMS 525
MYP-CP-11660-SDI-06 | MAYPOR-11660 | SPLIT SYSTEM DUCTLESS, INDOOR UNIT SS-6 | CARRIER | 40MAHBQ12XA3 | FACILITIES | BOTH | D30 | D3040 | D3040904 | PMS 525 | PMS 525
MYP-CP-11660-SSC-01 | MAYPOR-11660 | SPLIT SYSTEM W/ CONDENSER, SIZE TON | AMERICAN STANDARD | Unknown | FACILITIES | BOTH | D30 | D3050 | D3050170 | PMS 525 | PMS 525
MYP-CP-11660-SSC-02 | MAYPOR-11660 | SPLIT SYSTEM W/ CONDENSER, SIZE TON | AMERICAN STANDARD | TSC120H4E0A0000 | FACILITIES | BOTH | D30 | D3050 | D3050170 | PMS 525 | PMS 525
MYP-CP-11660-VAD-01 | MAYPOR-11660 | AIR DRYER | ATLAS COPCO | FXHT25(H2)ACUL | FACILITIES | BOTH | E10 | E1030 | E1030112 | PMS 525 | PMS 525
MYP-CP-11660-VAT-00 | MAYPOR-11660 | VARIABLE AIR VOLUME, QTY 25 | METALAIRE | TH510STUNAHW | FACILITIES | CIMU | D30 | D3040 | D3040132 | PMS 525 | PMS 525
MYP-CP-11660-VAT-000 | MAYPOR-11660 | VARIABLE AIR VOLUME, QTY 29 | METALAIRE | TH510STUNAHW | FACILITIES | CIMU | D30 | D3040 | D3040132 | PMS 525 | PMS 525
MYP-2785-SDI-00 | MAYPOR-1488 | TRAILER 2785 @ 1488 WALL MNT AC UNIT 2.5 TON | BARD | W30A2-10 | FACILITIES | BOTH | D30 | D3050 | D3050255 | SERMC | SERMC
MYP-2785-SDI-01 | MAYPOR-1488 | TRAILER 2785 @ 1488 WALL MNT AC UNIT 2.5 TON | BARD | W30A2-10 | FACILITIES | BOTH | D30 | D3050 | D3050255 | SERMC | SERMC
MYP-2785-SDI-02 | MAYPOR-1488 | TRAILER 2785 @ 1488 WALL MNT AC UNIT 2.5 TON | BARD | W30A2-10 | FACILITIES | BOTH | D30 | D3050 | D3050255 | SERMC | SERMC
MYP-2785-SDI-03 | MAYPOR-1488 | TRAILER 2785 @ 1488 WALL MNT AC UNIT 2.5 TON | BARD | W30A2-10 | FACILITIES | BOTH | D30 | D3050 | D3050255 | SERMC | SERMC
MYP-2785-SDI-04 | MAYPOR-1488 | TRAILER 2785 @ 1488 WALL MNT AC UNIT 2.5 TON | BARD | W30A2-10 | FACILITIES | BOTH | D30 | D3050 | D3050255 | SERMC | SERMC
MYP-2785-SDI-05 | MAYPOR-1488 | TRAILER 2785 @ 1488 WALL MNT AC UNIT 2.5 TON | BARD | W30A2-10 | FACILITIES | BOTH | D30 | D3050 | D3050255 | SERMC | SERMC
MYP-2785-SDI-06 | MAYPOR-1488 | TRAILER 2785 @ 1488 WALL MNT AC UNIT 2.5 TON | BARD | W30A2-10 | FACILITIES | BOTH | D30 | D3050 | D3050255 | SERMC | SERMC
MYP-2785-SDI-07 | MAYPOR-1488 | TRAILER 2785 @ 1488 WALL MNT AC UNIT 2.5 TON | BARD | W30A2-10 | FACILITIES | BOTH | D30 | D3050 | D3050255 | SERMC | SERMC
MYP-2786-SDI-00 | MAYPOR-1488 | TRAILER 2786 @ 1488 WALL MNT AC UNIT 2.5 TON | BARD | W30A2-10 | FACILITIES | BOTH | D30 | D3050 | D3050255 | SERMC | SERMC
MYP-2786-SDI-01 | MAYPOR-1488 | TRAILER 2786 @ 1488 WALL MNT AC UNIT 2.5 TON | BARD | W30A2-10 | FACILITIES | BOTH | D30 | D3050 | D3050255 | SERMC | SERMC
MYP-2786-SDI-02 | MAYPOR-1488 | TRAILER 2786 @ 1488 WALL MNT AC UNIT 2.5 TON | BARD | W30A2-10 | FACILITIES | BOTH | D30 | D3050 | D3050255 | SERMC | SERMC
MYP-2786-SDI-03 | MAYPOR-1488 | TRAILER 2786 @ 1488 WALL MNT AC UNIT 2.5 TON | BARD | W30A2-10 | FACILITIES | BOTH | D30 | D3050 | D3050255 | SERMC | SERMC
MYP-2786-SDI-04 | MAYPOR-1488 | TRAILER 2786 @ 1488 WALL MNT AC UNIT 2.5 TON | BARD | W30A2-10 | FACILITIES | BOTH | D30 | D3050 | D3050255 | SERMC | SERMC
MYP-2786-SDI-05 | MAYPOR-1488 | TRAILER 2786 @ 1488 WALL MNT AC UNIT 2.5 TON | BARD | W30A2-10 | FACILITIES | BOTH | D30 | D3050 | D3050255 | SERMC | SERMC
MYP-2786-SDI-06 | MAYPOR-1488 | TRAILER 2786 @ 1488 WALL MNT AC UNIT 2.5 TON | BARD | W30A2-10 | FACILITIES | BOTH | D30 | D3050 | D3050255 | SERMC | SERMC
MYP-2786-SDI-07 | MAYPOR-1488 | TRAILER 2786 @ 1488 WALL MNT AC UNIT 2.5 TON | BARD | W30A2-10 | FACILITIES | BOTH | D30 | D3050 | D3050255 | SERMC | SERMC

## J1502000-13 Ventilation
ASSETNUM | LOCATION | DESCRIPTION | MANUFACTURER | MODEL | ASSETTYPE | INVENTORYCATEGORY | MASTERSYSTEM | SYSTEM | SUBSYSTEM | CUSTOMER | FUND SOURCE
MYP-1320-FSR-01 | MAYPOR-1320 | ROOF MOUNTED EXHAUST FAN, 860 CFM | DAYTON | 4YC86G | FACILITIES | BOTH | D30 | D3040 | D3040240 | CNRSE | CNRSE ST-FAC
MYP-1333-FSR-01 | MAYPOR-1333 | ROOF MOUNTED EXHAUST FAN, 800 CFM | Unknown | Unknown | FACILITIES | BOTH | D30 | D3040 | D3040240 | CNRSE | CNRSE ST-FAC
MYP-1333-FSR-02 | MAYPOR-1333 | ROOF MOUNTED EXHAUST FAN, 800 CFM | Unknown | Unknown | FACILITIES | BOTH | D30 | D3040 | D3040240 | CNRSE | CNRSE ST-FAC
MYP-1333-FSR-03 | MAYPOR-1333 | ROOF MOUNTED EXHAUST FAN, 800 CFM | Unknown | Unknown | FACILITIES | BOTH | D30 | D3040 | D3040240 | CNRSE | CNRSE ST-FAC
MYP-1333-FSR-04 | MAYPOR-1333 | ROOF MOUNTED EXHAUST FAN, 800 CFM | Unknown | Unknown | FACILITIES | BOTH | D30 | D3040 | D3040240 | CNRSE | CNRSE ST-FAC
MYP-1333-KEA-00 | MAYPOR-1333 | KITCHEN EXHAUST/MAKE-UP AIR, 2000 CFM | CAPTIVEAIRE SYSTEMS | A2-G12-MPU | FACILITIES | BOTH | D30 | D3040 | D3040260 | CNRSE | CNRSE ST-FAC
MYP-1343-DFL-01 | MAYPOR-1343 | FAN SYSTEM, CENTRIFUGAL, IN-LINE | Unknown | 16CV17D | FACILITIES | BOTH | D30 | D3040 | D3040220 | CNRSE | CNRSE ST-FAC
MYP-1343-FSR-01 | MAYPOR-1343 | EXHAUST, ROOF, CENTRIFUGAL | Unknown | NO ACCESS | FACILITIES | BOTH | D30 | D3040 | D3040240 | CNRSE | CNRSE ST-FAC
MYP-1343-FSR-02 | MAYPOR-1343 | EXHAUST FAN, SIDEWALL | PENN | WFX10R | FACILITIES | BOTH | D30 | D3040 | D3040240 | CNRSE | CNRSE ST-FAC
MYP-1343-FSR-03 | MAYPOR-1343 | EXHAUST FAN, ROOFTOP | PENN | DX08B | FACILITIES | BOTH | D30 | D3040 | D3040240 | CNRSE | CNRSE ST-FAC
MYP-1343-FSR-04 | MAYPOR-1343 | EXHAUST FAN, ROOFTOP | PENN | DX08SR | FACILITIES | BOTH | D30 | D3040 | D3040240 | CNRSE | CNRSE ST-FAC
MYP-1343-FSR-05 | MAYPOR-1343 | EXHAUST FAN, ROOFTOP | Unknown | Unknown | FACILITIES | BOTH | D30 | D3040 | D3040240 | CNRSE | CNRSE ST-FAC
MYP-1343-FSR-06 | MAYPOR-1343 | EXHAUST FAN, ROOFTOP | Unknown | Unknown | FACILITIES | BOTH | D30 | D3040 | D3040240 | CNRSE | CNRSE ST-FAC
MYP-1343-FSR-07 | MAYPOR-1343 | EXHAUST FAN, ROOFTOP | Unknown | Unknown | FACILITIES | BOTH | D30 | D3040 | D3040240 | CNRSE | CNRSE ST-FAC
MYP-1343-FSR-08 | MAYPOR-1343 | EXHAUST FAN, ROOFTOP | Unknown | Unknown | FACILITIES | BOTH | D30 | D3040 | D3040240 | CNRSE | CNRSE ST-FAC
MYP-1344A-FRS-01 | MAYPOR-1344A | ROOF MOUNTED EXHAUST FAN, 800 CFM | Unknown | Unknown | FACILITIES | BOTH | D30 | D3040 | D3040240 | CNRSE | CNRSE ST-FAC
MYP-1380-FSR-01 | MAYPOR-1380 | FAN SYSTEM, ROOF EXHAUST (800 CFM) | Unknown | Unknown | FACILITIES | BOTH | D30 | D3040 | D3040240 | CNRSE | CNRSE ST-FAC
MYP-1380-FSR-02 | MAYPOR-1380 | FAN SYSTEM, ROOF EXHAUST (800 CFM) | FLOAIRE | Unknown | FACILITIES | BOTH | D30 | D3040 | D3040240 | CNRSE | CNRSE ST-FAC
MYP-1380-IES-01 | MAYPOR-1380 | INDUSTRIAL EXHAUST SYSTEM (1.5 HP) | Unknown | Unknown | FACILITIES | BOTH | D30 | D3090 | D3090901 | CNRSE | CNRSE ST-FAC
MYP-1380-IES-02 | MAYPOR-1380 | INDUSTRIAL EXHAUST SYSTEM (1.5 HP) | Unknown | Unknown | FACILITIES | BOTH | D30 | D3090 | D3090901 | CNRSE | CNRSE ST-FAC
MYP-1388-FSR-01 | MAYPOR-1388 | EXHAUST FAN, ROOFTOP, O.5HP, EF-2 | LOREN COOK | 135 ACE 135C5B | FACILITIES | BOTH | D30 | D3040 | D3040240 | CNRSE | CNRSE ST-FAC
MYP-1388-FSR-02 | MAYPOR-1388 | EXHAUST FAN, ROOFTOP, O.25HP, EF-1 | LOREN COOK | 100 ACE 100C3B | FACILITIES | BOTH | D30 | D3040 | D3040240 | CNRSE | CNRSE ST-FAC
MYP-1388-FSR-03 | MAYPOR-1388 | EXHAUST FAN, ROOFTOP, O.25HP | Unknown | NO NAME PLATE | FACILITIES | BOTH | D30 | D3040 | D3040240 | CNRSE | CNRSE ST-FAC
MYP-1388-FSR-04 | MAYPOR-1388 | EXHAUST FAN, ROOFTOP, 0.33HP | Unknown | NO NAME PLATE | FACILITIES | BOTH | D30 | D3040 | D3040240 | CNRSE | CNRSE ST-FAC
MYP-1388-FSR-05 | MAYPOR-1388 | EXHAUST FAN, ROOFTOP, O.33HP | FANTECH | 5DDD15CA | FACILITIES | BOTH | D30 | D3040 | D3040240 | CNRSE | CNRSE ST-FAC
MYP-1391-DFL-01 | MAYPOR-1391 | Fan Exhaust, Belt Drive (1) AX19 | GREENHECK FAN | BSQ-200-15-X | FACILITIES | BOTH | D30 | D3040 | D3040220 | CNRSE | CNRSE ST-FAC
MYP-1391-DFL-02 | MAYPOR-1391 | Fan Exhaust, Belt Drive | GREENHECK FAN | BSQ-140-10-X | FACILITIES | BOTH | D30 | D3040 | D3040220 | CNRSE | CNRSE ST-FAC
MYP-1391-FSR-00 | MAYPOR-1391 | Fan System, Roof Exhaust EF# 5 | GREENHECK FAN | GB-141-4X, 1/4 HP | FACILITIES | CIMU | D30 | D3040 | D3040240 | CNRSE | CNRSE ST-FAC
MYP-1391-FSR-01 | MAYPOR-1391 | Fan System, Roof Exhaust | GREENHECK FAN | NO ACCESS | FACILITIES | BOTH | D30 | D3040 | D3040240 | CNRSE | CNRSE ST-FAC
MYP-1391-FSR-02 | MAYPOR-1391 | EXHAUST FAN, ROOFTOP, PEF-1 | GREENHECK FAN | CUBE-360XP-75-X | FACILITIES | BOTH | D30 | D3040 | D3040240 | CNRSE | CNRSE ST-FAC
MYP-1396-DFL-01 | MAYPOR-1396 | EXHAUST FAN, IN-LINE | GREENHECK FAN | SQ-80-D | FACILITIES | BOTH | D30 | D3040 | D3040220 | CNRSE | CNRSE ST-FAC
MYP-1396-DFL-02 | MAYPOR-1396 | EXHAUST FAN, IN-LINE | GREENHECK FAN | SQ-80-D | FACILITIES | BOTH | D30 | D3040 | D3040220 | CNRSE | CNRSE ST-FAC
MYP-1396-FSR-01 | MAYPOR-1396 | EXHAUST FAN, SIDEWALL | GREENHECK FAN | SBE-1H24-7-X | FACILITIES | BOTH | D30 | D3040 | D3040240 | CNRSE | CNRSE ST-FAC
MYP-1396-FSR-02 | MAYPOR-1396 | EXHAUST FAN, SIDEWALL | GREENHECK FAN | SBE-3H30-7-X | FACILITIES | BOTH | D30 | D3040 | D3040240 | CNRSE | CNRSE ST-FAC
MYP-1396-IES-00 | MAYPOR-1396 | WELDING EXHAUST SYSTEM | CARMON | CMB-10 | FACILITIES | BOTH | D30 | D3090 | D3090901 | CNRSE | CNRSE ST-FAC
MYP-1397-FSR-01 | MAYPOR-1397 | EXHAUST, ROOF, CENTRIFUGAL | Unknown | NO NAME PLATE | FACILITIES | BOTH | D30 | D3040 | D3040240 | CNRSE | CNRSE ST-FAC
MYP-1397-FSR-02 | MAYPOR-1397 | EXHAUST, ROOF, CENTRIFUGAL | Unknown | NO NAME PLATE | FACILITIES | BOTH | D30 | D3040 | D3040240 | CNRSE | CNRSE ST-FAC
MYP-1397-KEA-01 | MAYPOR-1397 | KITCHEN EXHAUST FAN, ROOFTOP | Unknown | Unknown | FACILITIES | BOTH | D30 | D3040 | D3040260 | CNRSE | CNRSE ST-FAC
MYP-1425-FCW-01 | MAYPOR-1425 | WALL EXHAUST FAN, PROP | Unknown | CAN ARM S24-GVD | FACILITIES | BOTH | D30 | D3040 | D3040245 | CNRSE | CNRSE ST-FAC
MYP-1425-FSR-01 | MAYPOR-1425 | ROOF MOUNTED EXHAUST FAN | Unknown | VH18 | FACILITIES | BOTH | D30 | D3040 | D3040230 | CNRSE | CNRSE ST-FAC
MYP-1425-FSR-02 | MAYPOR-1425 | ROOF MOUNTED EXHAUST FAN | Unknown | VH18 | FACILITIES | BOTH | D30 | D3040 | D3040230 | CNRSE | CNRSE ST-FAC
MYP-1433-FSR-01 | MAYPOR-1433 | ROOF MOUNTED EXHAUST FAN, 800 CFM | Unknown | Unknown | FACILITIES | BOTH | D30 | D3040 | D3040240 | CNRSE | CNRSE ST-FAC
MYP-1488-DFL-01 | MAYPOR-1488 | Fan Exhaust Eh-76, Belt Drive OVERHEAD MOUNTED | ILG | BCL-1500-A0800 | FACILITIES | BOTH | D30 | D3040 | D3040220 | CNRSE | CNRSE ST-FAC
MYP-1488-FHE-01 | MAYPOR-1488 | Fume Exhauster #12 2 Hp Direct Drive WELD SHOP | Unknown | NO NAME PLATE | FACILITIES | BOTH | D30 | D3090 | D3090310 | CNRSE | CNRSE ST-FAC
MYP-1488-FHE-02 | MAYPOR-1488 | Fume Exhauster #14 2 Hp, Direct Drive RM 127 SHEETMETAL SHOP | Unknown | NO NAME PLATE | FACILITIES | BOTH | D30 | D3090 | D3090310 | CNRSE | CNRSE ST-FAC
MYP-1488-FHE-03 | MAYPOR-1488 | Fume Exhauster #11 2 Hp, Direct Drive | Unknown | NO NAME PLATE | FACILITIES | BOTH | D30 | D3090 | D3090310 | CNRSE | CNRSE ST-FAC
MYP-1488-FHE-04 | MAYPOR-1488 | Fume Exhauster #18 2 Hp, Direct Drive (Sheet metal shop) | Unknown | NO NAME PLATE | FACILITIES | BOTH | D30 | D3090 | D3090310 | CNRSE | CNRSE ST-FAC
MYP-1488-FHE-05 | MAYPOR-1488 | Fume Exhauster #7 2 Hp, Direct Drive RM 126 WELD SHOP | Unknown | NO NAME PLATE | FACILITIES | BOTH | D30 | D3090 | D3090310 | CNRSE | CNRSE ST-FAC
MYP-1488-FHE-06 | MAYPOR-1488 | Fume Exhauster #8 2 Hp Direct Drive WELD SHOP | Unknown | NO NAME PLATE | FACILITIES | BOTH | D30 | D3090 | D3090310 | CNRSE | CNRSE ST-FAC
MYP-1488-FHE-07 | MAYPOR-1488 | Fume Exhauster #6 2 Hp, Direct Drive RM 126 WELD SHOP | Unknown | NO NAME PLATE | FACILITIES | BOTH | D30 | D3090 | D3090310 | CNRSE | CNRSE ST-FAC
MYP-1488-FHE-08 | MAYPOR-1488 | Fume Exhauster #13 2 Hp, Direct Drive WELD SHOP RM 126 | Unknown | NO NAME PLATE | FACILITIES | BOTH | D30 | D3090 | D3090320 | CNRSE | CNRSE ST-FAC
MYP-1488-FHE-10 | MAYPOR-1488 | Fume Exhauster #11 2 Hp, Direct Drive | Unknown | NO NAME PLATE | FACILITIES | BOTH | D30 | D3090 | D3090310 | CNRSE | CNRSE ST-FAC
MYP-1488-FSR-02 | MAYPOR-1488 | Fan Exhaust Eh-54, Belt Drive north high roof | Unknown | NO NAME PLATE | FACILITIES | BOTH | D30 | D3040 | D3040240 | CNRSE | CNRSE ST-FAC
MYP-1488-FSR-03 | MAYPOR-1488 | Fan Exhaust Eh-11, Belt Drive LOW ROOF | ILG | CRBCA18-1 | FACILITIES | BOTH | D30 | D3040 | D3040240 | CNRSE | CNRSE ST-FAC
MYP-1488-FSR-04 | MAYPOR-1488 | Fan Exhaust Eh-31, Direct Drive EQPT RM 174 | GREENHECK FAN | SDE-12-24-E | FACILITIES | BOTH | D30 | D3040 | D3040240 | CNRSE | CNRSE ST-FAC
MYP-1488-FSR-05 | MAYPOR-1488 | Fan Exhaust Eh-1, Direct Drive LOW ROOF | PENN | AF42W1 | FACILITIES | BOTH | D30 | D3040 | D3040240 | CNRSE | CNRSE ST-FAC
MYP-1488-FSR-06 | MAYPOR-1488 | Fan Exhaust Eh-8, Direct Drive LOW ROOF | PENN | AF42W1 | FACILITIES | BOTH | D30 | D3040 | D3040240 | CNRSE | CNRSE ST-FAC
MYP-1488-FSR-07 | MAYPOR-1488 | Fan Supply Sh-24, Direct Drive N. HIGH ROOF | PENN | AC42W1 | FACILITIES | BOTH | D30 | D3040 | D3040240 | CNRSE | CNRSE ST-FAC
MYP-1488-FSR-08 | MAYPOR-1488 | FFan Exhaust Eh-22, Belt Drive Low Roof | GREENHECK FAN | RF2-24-627-B10 | FACILITIES | BOTH | D30 | D3040 | D3040240 | CNRSE | CNRSE ST-FAC
MYP-1488-FSR-09 | MAYPOR-1488 | Fan Exhaust Eh-17, Direct Drive LOW ROOF GAS TURBINE | AMERICAN COOL AIR | PEDC24P171.1 | FACILITIES | BOTH | D30 | D3040 | D3040240 | CNRSE | CNRSE ST-FAC
MYP-1488-FSR-10 | MAYPOR-1488 | Fan Exhaust Eh-57, Direct Drive LOW ROOF | FANTECH | SBDU10BB | FACILITIES | BOTH | D30 | D3040 | D3040240 | CNRSE | CNRSE ST-FAC
MYP-1488-FSR-11 | MAYPOR-1488 | Fan Exhaust Eh-19, Belt Drive LOW ROOF | LOREN COOK | 180 ACE 180C2B | FACILITIES | BOTH | D30 | D3040 | D3040240 | CNRSE | CNRSE ST-FAC
MYP-1488-FSR-12 | MAYPOR-1488 | Fan Exhaust Eh-13, Belt Drive South High Roof | LOREN COOK | 135 ACE 135C2B | FACILITIES | BOTH | D30 | D3040 | D3040240 | CNRSE | CNRSE ST-FAC
MYP-1488-FSR-13 | MAYPOR-1488 | Fan Exhaust Eh-29, Direct Drive LOW ROOF | PENN | LF40BC | FACILITIES | BOTH | D30 | D3040 | D3040240 | CNRSE | CNRSE ST-FAC
MYP-1488-FSR-14 | MAYPOR-1488 | Fan Exhaust Eh-75, Direct Drive LOW ROOF | ILG | CRDA13J15D1151 | FACILITIES | BOTH | D30 | D3040 | D3040240 | CNRSE | CNRSE ST-FAC
MYP-1488-FSR-16 | MAYPOR-1488 | Fan Exhaust Eh-24, Belt Drive LOW ROOF | AMERICAN COOL AIR | NO NAME PLATE | FACILITIES | BOTH | D30 | D3040 | D3040240 | CNRSE | CNRSE ST-FAC
MYP-1488-FSR-18 | MAYPOR-1488 | Fan Supply Sh-30, Belt Drive NORTH HIGH ROOF | AMERICAN COOL AIR | NOT LEGIBLE | FACILITIES | BOTH | D30 | D3040 | D3040240 | CNRSE | CNRSE ST-FAC
MYP-1488-FSR-19 | MAYPOR-1488 | Fan Exhaust Eh-42, BELT Drive NORTH HIGH ROOF | Unknown | NO NAME PLATE | FACILITIES | BOTH | D30 | D3040 | D3040240 | CNRSE | CNRSE ST-FAC
MYP-1488-FSR-21 | MAYPOR-1488 | Fan Exhaust Eh-43, Direct Drive R, 215 PHONE RM | GREENHECK FAN | SP-15 | FACILITIES | BOTH | D30 | D3040 | D3040240 | CNRSE | CNRSE ST-FAC
MYP-1488-FSR-22 | MAYPOR-1488 | Fan Supply Sh-27, BELT Drive N. HIGH ROOF | GREENHECK FAN | RBS-3L54-75 | FACILITIES | BOTH | D30 | D3040 | D3040240 | CNRSE | CNRSE ST-FAC
MYP-1488-FSR-24 | MAYPOR-1488 | Fan Supply Sh-10, Direct Drive LOW ROOF | PENN | AF48M2 | FACILITIES | BOTH | D30 | D3040 | D3040240 | CNRSE | CNRSE ST-FAC
MYP-1488-FSR-27 | MAYPOR-1488 | Fan Exhaust Eh-50, Direct Drive PHONE RM 008 | GREENHECK FAN | SP-15 | FACILITIES | BOTH | D30 | D3040 | D3040240 | CNRSE | CNRSE ST-FAC
MYP-1488-FSR-29 | MAYPOR-1488 | Fan Supply Sh-29, Belt Drive NORTH HIGH ROOF, | GREENHECK FAN | RBS-3L60-75 | FACILITIES | BOTH | D30 | D3040 | D3040240 | CNRSE | CNRSE ST-FAC
MYP-1488-FSR-30 | MAYPOR-1488 | Fan Exhaust Eh-34, | FLOAIRE | DDAR14 | FACILITIES | BOTH | D30 | D3040 | D3040240 | CNRSE | CNRSE ST-FAC
MYP-1488-FSR-31 | MAYPOR-1488 | Fan Supply Sh-20, (belt driven) low roof | PENN | AF48M2 | FACILITIES | BOTH | D30 | D3040 | D3040240 | CNRSE | CNRSE ST-FAC
MYP-1488-FSR-32 | MAYPOR-1488 | Fan Supply Sh-21, Direct Drive LOW ROOF | AMERICAN COOL AIR | PSBC54R | FACILITIES | BOTH | D30 | D3040 | D3040240 | CNRSE | CNRSE ST-FAC
MYP-1488-FSR-33 | MAYPOR-1488 | Fan Supply Sh-9,Direct Drive LOW ROOF | AMERICAN COOL AIR | PSDC30Q17E8363 | FACILITIES | BOTH | D30 | D3040 | D3040240 | CNRSE | CNRSE ST-FAC
MYP-1488-FSR-34 | MAYPOR-1488 | Fan Exhaust Eh-25, Direct Drive EQ RM 122 | GREENHECK FAN | SDE-14-24 | FACILITIES | BOTH | D30 | D3040 | D3040240 | CNRSE | CNRSE ST-FAC
MYP-1488-FSR-35 | MAYPOR-1488 | Fan Supply Sh-16, Direct Drive , low roof | AMERICAN COOL AIR | PSDC24L17E8363 | FACILITIES | BOTH | D30 | D3040 | D3040240 | CNRSE | CNRSE ST-FAC
MYP-1488-FSR-36 | MAYPOR-1488 | Fan Supply Sh-36, Direct Drive NORTH HIGH ROOF | GREENHECK FAN | RS2-30-605-B7 | FACILITIES | BOTH | D30 | D3040 | D3040240 | CNRSE | CNRSE ST-FAC
MYP-1488-FSR-38 | MAYPOR-1488 | Fan Exhaust Eh-7, Direct Drive THROUGH WALL RM 102 EQPT RM | GREENHECK FAN | SDE-12-24-E | FACILITIES | BOTH | D30 | D3040 | D3040240 | CNRSE | CNRSE ST-FAC
MYP-1488-FSR-41 | MAYPOR-1488 | Fan Supply Sh-4, Direct Drive | GREENHECK FAN | RS2-36-605-B15 | FACILITIES | BOTH | D30 | D3040 | D3040240 | CNRSE | CNRSE ST-FAC
MYP-1488-FSR-42 | MAYPOR-1488 | Fan Exhaust Eh-30, Belt Drive NORTH HIGH ROOF | Unknown | NO NAME PLATE | FACILITIES | BOTH | D30 | D3040 | D3040240 | CNRSE | CNRSE ST-FAC
MYP-1488-FSR-43 | MAYPOR-1488 | Fan Supply Sh-18, Direct Drive LOW ROOF | AMERICAN COOL AIR | PSC30N11F1 | FACILITIES | BOTH | D30 | D3040 | D3040240 | CNRSE | CNRSE ST-FAC
MYP-1488-FSR-44 | MAYPOR-1488 | Fan Supply Sh-5, Direct Drive LOW ROOF | AMERICAN COOL AIR | PSDC24P17F1 | FACILITIES | BOTH | D30 | D3040 | D3040240 | CNRSE | CNRSE ST-FAC
MYP-1488-FSR-45 | MAYPOR-1488 | Fan Supply Sh-8, Direct Drive LOW ROOF | AMERICAN COOL AIR | PSDC30Q17F1 | FACILITIES | BOTH | D30 | D3040 | D3040240 | CNRSE | CNRSE ST-FAC
MYP-1488-FSR-46 | MAYPOR-1488 | Fan Exhaust Eh-51, Direct Drive (new fan ) NORTH HIGH ROOF | AMERICAN COOL AIR | SPL-PEDC24P17 | FACILITIES | BOTH | D30 | D3040 | D3040240 | CNRSE | CNRSE ST-FAC
MYP-1488-FSR-47 | MAYPOR-1488 | Fan Exhaust Eh-45, Direct Drive EQ RM 263 | GREENHECK FAN | 5P-60 | FACILITIES | BOTH | D30 | D3040 | D3040240 | CNRSE | CNRSE ST-FAC
MYP-1488-FSR-49 | MAYPOR-1488 | Fan Exhaust Eh-14, (DIRECT DRIVEN) SOUTH HIGH ROOF | Unknown | NO NAME PLATE | FACILITIES | BOTH | D30 | D3040 | D3040240 | CNRSE | CNRSE ST-FAC
MYP-1488-FSR-50 | MAYPOR-1488 | Fan Exhaust Eh-52, Direct Drive N. HIGH ROOF | PENN | AF42W1 | FACILITIES | BOTH | D30 | D3040 | D3040240 | CNRSE | CNRSE ST-FAC
MYP-1488-FSR-51 | MAYPOR-1488 | Fan Exhaust Eh-44,Direct Drive RM 272 PHONE RM | GREENHECK FAN | SP-15 | FACILITIES | BOTH | D30 | D3040 | D3040240 | CNRSE | CNRSE ST-FAC
MYP-1488-FSR-52 | MAYPOR-1488 | Fan Exhaust Eh-41, Direct Drive NORTH HIGH ROOF | AMERICAN COOL AIR | SPL-PED24P17.1 | FACILITIES | BOTH | D30 | D3040 | D3040240 | CNRSE | CNRSE ST-FAC
MYP-1488-FSR-53 | MAYPOR-1488 | Fan Supply Sh-35, Direct Drive NORTH HIGH ROOF | PENN | AC36W1 | FACILITIES | BOTH | D30 | D3040 | D3040240 | CNRSE | CNRSE ST-FAC
MYP-1488-FSR-55 | MAYPOR-1488 | Fan Exhaust Eh-28, Direct Drive N. HIGH ROOF RM 137 | PENN | AF30W | FACILITIES | BOTH | D30 | D3040 | D3040240 | CNRSE | CNRSE ST-FAC
MYP-1488-FSR-57 | MAYPOR-1488 | Fan Supply Sh-6, Direct Drive | AMERICAN COOL AIR | PSDC24P17E8363 | FACILITIES | BOTH | D30 | D3040 | D3040240 | CNRSE | CNRSE ST-FAC
MYP-1488-FSR-59 | MAYPOR-1488 | Fan Exhaust Eh-23, Belt Drive LOW ROOF | AMERICAN COOL AIR | PEBC54Q | FACILITIES | BOTH | D30 | D3040 | D3040240 | CNRSE | CNRSE ST-FAC
MYP-1488-FSR-60 | MAYPOR-1488 | Fan Exhaust Eh-63, Belt Drive- North high roof | Unknown | NO NAME PLATE | FACILITIES | BOTH | D30 | D3040 | D3040240 | CNRSE | CNRSE ST-FAC
MYP-1488-FSR-61 | MAYPOR-1488 | Fan Exhaust Eh-9, BELT Drive | LOREN COOK | 270C5B | FACILITIES | BOTH | D30 | D3040 | D3040240 | CNRSE | CNRSE ST-FAC
MYP-1488-FSR-62 | MAYPOR-1488 | Fan Exhaust Eh-37, Belt Drive LOW ROOF | GREENHECK FAN | GB-100-4X-QD-3A | FACILITIES | BOTH | D30 | D3040 | D3040240 | CNRSE | CNRSE ST-FAC
MYP-1488-FSR-63 | MAYPOR-1488 | Fan Supply Sh-25, Direct Drive N. HIGH ROOF | AMERICAN COOL AIR | PSDC42M8E2463 | FACILITIES | BOTH | D30 | D3040 | D3040240 | CNRSE | CNRSE ST-FAC
MYP-1488-FSR-65 | MAYPOR-1488 | Fan Exhaust Eh-36, Belt driven | Unknown | NOT LEGIBLE | FACILITIES | BOTH | D30 | D3040 | D3040240 | CNRSE | CNRSE ST-FAC
MYP-1488-FSR-67 | MAYPOR-1488 | Fan Exhaust Eh-39, Direct Drive NORTH HIGH ROOF | DAYTON | 4YU94 | FACILITIES | BOTH | D30 | D3040 | D3040240 | CNRSE | CNRSE ST-FAC
MYP-1488-FSR-68 | MAYPOR-1488 | Fan Exhaust Eh-48, Direct Drive RM 25 EQPT RM | GREENHECK FAN | SP-60 | FACILITIES | BOTH | D30 | D3040 | D3040240 | CNRSE | CNRSE ST-FAC
MYP-1488-FSR-69 | MAYPOR-1488 | Fan Exhaust Eh-47, Direct Drive RM 39 O/H | GREENHECK FAN | SP-15 | FACILITIES | BOTH | D30 | D3040 | D3040240 | CNRSE | CNRSE ST-FAC
MYP-1488-FSR-70 | MAYPOR-1488 | Fan Exhaust Eh-65, Belt Drive low roof | HARRINGTON | HPUV-30 | FACILITIES | BOTH | D30 | D3040 | D3040240 | CNRSE | CNRSE ST-FAC
MYP-1488-FSR-71 | MAYPOR-1488 | EXHAUST FAN, ROOFTOP, WEST HIGH ROOF | ILG | NOT LEGIBLE | FACILITIES | BOTH | D30 | D3040 | D3040240 | CNRSE | CNRSE ST-FAC
MYP-1488-FSR-72 | MAYPOR-1488 | EXHAUST FAN, ROOFTOP, WEST HIGH ROOF | ILG | NOT LEGIBLE | FACILITIES | BOTH | D30 | D3040 | D3040240 | CNRSE | CNRSE ST-FAC
MYP-1488-FSR-73 | MAYPOR-1488 | EXHAUST FAN, ROOFTOP, MID ROOF, SOUTHEAST | Unknown | NO NAME PLATE | FACILITIES | BOTH | D30 | D3040 | D3040240 | CNRSE | CNRSE ST-FAC
MYP-1488-FSR-74 | MAYPOR-1488 | EXHAUST FAN, ROOFTOP, EF-1 TAP HIL MID ROOF, SOUTHWEST | LOREN COOK | 240SEP 24SEP | FACILITIES | BOTH | D30 | D3040 | D3040240 | CNRSE | CNRSE ST-FAC
MYP-1488-FSR-75 | MAYPOR-1488 | EXHAUST FAN, ROOFTOP, MID ROOF, SOUTHWEST | Unknown | NO NAME PLATE | FACILITIES | BOTH | D30 | D3040 | D3040240 | CNRSE | CNRSE ST-FAC
MYP-1488-FSR-76 | MAYPOR-1488 | EXHAUST FAN, ROOFTOP, MID ROOF, SOUTHWEST | Unknown | NO NAME PLATE | FACILITIES | BOTH | D30 | D3040 | D3040240 | CNRSE | CNRSE ST-FAC
MYP-1488-FSR-77 | MAYPOR-1488 | EXHAUST FAN, ROOFTOP, MID ROOF, NORTHWEST | DAYTON | 4MH98 | FACILITIES | BOTH | D30 | D3040 | D3040240 | CNRSE | CNRSE ST-FAC
MYP-1488-FSR-78 | MAYPOR-1488 | EXHAUST FAN, ROOFTOP, MID ROOF, CENTER | Unknown | NO NAME PLATE | FACILITIES | BOTH | D30 | D3040 | D3040240 | CNRSE | CNRSE ST-FAC
MYP-1488-FSR-79 | MAYPOR-1488 | EXHAUST FAN, ROOFTOP, MID ROOF, CENTER | Unknown | NO NAME PLATE | FACILITIES | BOTH | D30 | D3040 | D3040240 | CNRSE | CNRSE ST-FAC
MYP-1488-FSR-80 | MAYPOR-1488 | EXHAUST FAN, ROOFTOP, MID ROOF, CENTER | Unknown | NO NAME PLATE | FACILITIES | BOTH | D30 | D3040 | D3040240 | CNRSE | CNRSE ST-FAC
MYP-1488-FSR-81 | MAYPOR-1488 | EXHAUST FAN, ROOFTOP, MID ROOF, EAST | Unknown | NO NAME PLATE | FACILITIES | BOTH | D30 | D3040 | D3040240 | CNRSE | CNRSE ST-FAC
MYP-1488-FSR-82 | MAYPOR-1488 | EXHAUST FAN, ROOFTOP, HIGH ROOF, SOUTH | Unknown | 3C424B | FACILITIES | BOTH | D30 | D3040 | D3040240 | CNRSE | CNRSE ST-FAC
MYP-1488-FSR-84 | MAYPOR-1488 | EXHAUST FAN, SIDEWALL | LOREN COOK | 245ACW 245W5B | FACILITIES | BOTH | D30 | D3040 | D3040240 | CNRSE | CNRSE ST-FAC
MYP-1488-FSR-86 | MAYPOR-1488 | Fan Exhaust 10 HP | GREENHECK AIR MOVEMENT | RBE-3H54-100-X | FACILITIES | BOTH | D30 | D3040 | D3040240 | CNRSE | CNRSE ST-FAC
MYP-1488-FSR-87 | MAYPOR-1488 | EXHAUST FAN, EH 76 | Unknown | NO NAME PLATE | FACILITIES | BOTH | D30 | D3040 | D3040240 | CNRSE | CNRSE ST-FAC
MYP-1488-FSR-90 | MAYPOR-1488 | EXHAUST FAN, EH 33 | Unknown | NO NAME PLATE | FACILITIES | BOTH | D30 | D3040 | D3040240 | CNRSE | CNRSE ST-FAC
MYP-1488-FSR-93 | MAYPOR-1488 | Fan Exhaust EH-20, Direct Drive | LOREN COOK | Unknown | FACILITIES | BOTH | D30 | D3040 | D3040240 | CNRSE | CNRSE ST-FAC
MYP-1488-FSR-94 | MAYPOR-1488 | Fan Exhaust Sh-32, Direct Drive NORTH HIGH ROOF | LOREN COOK | NO NAME PLATE | FACILITIES | BOTH | D30 | D3040 | D3040240 | CNRSE | CNRSE ST-FAC
MYP-1488-FSR-95 | MAYPOR-1488 | Fan Exhaust Sh-32, Direct Drive NORTH HIGH ROOF | LOREN COOK | NO NAME PLATE | FACILITIES | BOTH | D30 | D3040 | D3040240 | CNRSE | CNRSE ST-FAC
MYP-1488-FSR-96 | MAYPOR-1488 | Fan Exhaust Eh-16, Belt Drive | GREENHECK AIR MOVEMENT | RBE-31154-100-X | FACILITIES | BOTH | D30 | D3040 | D3040240 | CNRSE | CNRSE ST-FAC
MYP-1488-FSU-00 | MAYPOR-1488 | Fan Supply Sh-17, Direct Drive | PENN | AF42WI | FACILITIES | BOTH | D30 | D3040 | D3040230 | CNRSE | CNRSE ST-FAC
MYP-1488-FSU-01 | MAYPOR-1488 | FAN, INSTALLED, LARGE AREA, QTY=3 | BIG ASS FANS | NO ACCESS | FACILITIES | BOTH | D30 | D3040 | D3040230 | CNRSE | CNRSE ST-FAC
MYP-1488-FSU-02 | MAYPOR-1488 | Fan System, Utility Set, SIDE WALL, EF-1. EF-2, EF-3 | Unknown | NO ACCESS | FACILITIES | BOTH | D30 | D3040 | D3040230 | CNRSE | CNRSE ST-FAC
MYP-1488-IES-00 | MAYPOR-1488 | WELDING EXHAUST FAN | Unknown | Unknown | FACILITIES | BOTH | D30 | D3090 | D3090901 | CNRSE | CNRSE ST-FAC
MYP-1552-FSR-02 | MAYPOR-1552 | EXHAUST FAN, ROOFTOP | LOREN COOK | 150C2B | FACILITIES | BOTH | D30 | D3040 | D3040240 | CNRSE | CNRSE ST-FAC
MYP-1552-FSR-03 | MAYPOR-1552 | EXHAUST FAN, ROOFTOP | LOREN COOK | 120C2B | FACILITIES | BOTH | D30 | D3040 | D3040240 | CNRSE | CNRSE ST-FAC
MYP-1552-FSR-05 | MAYPOR-1552 | EXHAUST FAN, ROOFTOP | CENTRIMASTER | PV150E1 | FACILITIES | BOTH | D30 | D3040 | D3040240 | CNRSE | CNRSE ST-FAC
MYP-1552-FSR-06 | MAYPOR-1552 | EXHAUST FAN, ROOFTOP | CENTRIMASTER | PN135E4 | FACILITIES | BOTH | D30 | D3040 | D3040240 | CNRSE | CNRSE ST-FAC
MYP-1552-FSR-07 | MAYPOR-1552 | EXHAUST FAN, SIDEWALL | CENTRIMASTER | PWB200H | FACILITIES | BOTH | D30 | D3040 | D3040240 | CNRSE | CNRSE ST-FAC
MYP-1552-FSR-08 | MAYPOR-1552 | Fan Exhaust, BELT Drive | Unknown | NOT LEGIBLE | FACILITIES | BOTH | D30 | D3040 | D3040240 | CNRSE | CNRSE ST-FAC
MYP-1552-FSR-17 | MAYPOR-1552 | EXHAUST FAN, ROOFTOP | LOREN COOK | 150C2B | FACILITIES | BOTH | D30 | D3040 | D3040240 | CNRSE | CNRSE ST-FAC
MYP-1552-FSR-23 | MAYPOR-1552 | ROOF MOUNTED EXHAUST FAN, 12K CFM | LOREN COOK | 445C9B | FACILITIES | BOTH | D30 | D3040 | D3040240 | CNRSE | CNRSE ST-FAC
MYP-1552-FSR-24 | MAYPOR-1552 | ROOF MOUNTED EXHAUST FAN, 12K CFM | LOREN COOK | 445C9B | FACILITIES | BOTH | D30 | D3040 | D3040240 | CNRSE | CNRSE ST-FAC
MYP-1552-FSR-25 | MAYPOR-1552 | ROOF MOUNTED EXHAUST FAN, 12K CFM | LOREN COOK | 445C9B | FACILITIES | BOTH | D30 | D3040 | D3040240 | CNRSE | CNRSE ST-FAC
MYP-1552-FSR-26 | MAYPOR-1552 | ROOF MOUNTED EXHAUST FAN, 12K CFM | LOREN COOK | 445C9B | FACILITIES | BOTH | D30 | D3040 | D3040240 | CNRSE | CNRSE ST-FAC
MYP-1552-FSR-28 | MAYPOR-1552 | ROOF MOUNTED EXHAUST FAN, 12K CFM | LOREN COOK | 445C9B | FACILITIES | BOTH | D30 | D3040 | D3040240 | CNRSE | CNRSE ST-FAC
MYP-1552-FSR-29 | MAYPOR-1552 | ROOF MOUNTED EXHAUST FAN, 12K CFM | LOREN COOK | 445C9B | FACILITIES | BOTH | D30 | D3040 | D3040240 | CNRSE | CNRSE ST-FAC
MYP-1552-FSR-30 | MAYPOR-1552 | ROOF MOUNTED EXHAUST FAN, 12K CFM | LOREN COOK | 445C9B | FACILITIES | BOTH | D30 | D3040 | D3040240 | CNRSE | CNRSE ST-FAC
MYP-1552-FSR-31 | MAYPOR-1552 | ROOF MOUNTED EXHAUST FAN, 12K CFM | LOREN COOK | 445C9B | FACILITIES | BOTH | D30 | D3040 | D3040240 | CNRSE | CNRSE ST-FAC
MYP-1552-FSR-32 | MAYPOR-1552 | ROOF MOUNTED EXHAUST FAN, 12K CFM | LOREN COOK | 445C9B | FACILITIES | BOTH | D30 | D3040 | D3040240 | CNRSE | CNRSE ST-FAC
MYP-1552-FSR-33 | MAYPOR-1552 | ROOF MOUNTED EXHAUST FAN, 12K CFM | LOREN COOK | 445C9B | FACILITIES | BOTH | D30 | D3040 | D3040240 | CNRSE | CNRSE ST-FAC
MYP-1552-FSR-34 | MAYPOR-1552 | ROOF MOUNTED EXHAUST FAN, 12K CFM | LOREN COOK | 445C9B | FACILITIES | BOTH | D30 | D3040 | D3040240 | CNRSE | CNRSE ST-FAC
MYP-1552-FSR-35 | MAYPOR-1552 | ROOF MOUNTED EXHAUST FAN, 12K CFM | LOREN COOK | 445C9B | FACILITIES | BOTH | D30 | D3040 | D3040240 | CNRSE | CNRSE ST-FAC
MYP-1552-FSR-36 | MAYPOR-1552 | ROOF MOUNTED EXHAUST FAN, 12K CFM | LOREN COOK | 445C9B | FACILITIES | BOTH | D30 | D3040 | D3040240 | CNRSE | CNRSE ST-FAC
MYP-1552-FSR-37 | MAYPOR-1552 | ROOF MOUNTED EXHAUST FAN, 12K CFM | LOREN COOK | 445C9B | FACILITIES | BOTH | D30 | D3040 | D3040240 | CNRSE | CNRSE ST-FAC
MYP-1552-FSR-38 | MAYPOR-1552 | ROOF MOUNTED EXHAUST FAN, 12K CFM | LOREN COOK | 445C9B | FACILITIES | BOTH | D30 | D3040 | D3040240 | CNRSE | CNRSE ST-FAC
MYP-1553-FSR-01 | MAYPOR-1553 | EXHAUST FAN, ROOFTOP, EF-12 | GREENHECK FAN | GB-101-4-X | FACILITIES | BOTH | D30 | D3040 | D3040240 | CNRSE | CNRSE ST-FAC
MYP-1553-FSR-02 | MAYPOR-1553 | EXHAUST FAN, ROOFTOP, EF-1 | GREENHECK FAN | GB-091-4-X | FACILITIES | BOTH | D30 | D3040 | D3040240 | CNRSE | CNRSE ST-FAC
MYP-1553-FSR-03 | MAYPOR-1553 | EXHAUST FAN, ROOFTOP, EF-35 | GREENHECK FAN | GB-091-4-X | FACILITIES | BOTH | D30 | D3040 | D3040240 | CNRSE | CNRSE ST-FAC
MYP-1553-FSR-04 | MAYPOR-1553 | EXHAUST FAN, ROOFTOP, EF-22 | GREENHECK FAN | GB-091-4-X | FACILITIES | BOTH | D30 | D3040 | D3040240 | CNRSE | CNRSE ST-FAC
MYP-1553-FSR-05 | MAYPOR-1553 | EXHAUST FAN, ROOFTOP, EF-23 | GREENHECK FAN | GB-091-4-X | FACILITIES | BOTH | D30 | D3040 | D3040240 | CNRSE | CNRSE ST-FAC
MYP-1553-FSR-06 | MAYPOR-1553 | EXHAUST FAN, ROOFTOP, EF-7 | GREENHECK FAN | GB-081-6-X | FACILITIES | BOTH | D30 | D3040 | D3040240 | CNRSE | CNRSE ST-FAC
MYP-1553-FSR-07 | MAYPOR-1553 | EXHAUST FAN, ROOFTOP, EF-6 | GREENHECK FAN | GB-081-6-X | FACILITIES | BOTH | D30 | D3040 | D3040240 | CNRSE | CNRSE ST-FAC
MYP-1553-FSR-08 | MAYPOR-1553 | EXHAUST FAN, ROOFTOP, EF-10 | GREENHECK FAN | GB-081-6-X | FACILITIES | BOTH | D30 | D3040 | D3040240 | CNRSE | CNRSE ST-FAC
MYP-1553-FSR-09 | MAYPOR-1553 | EXHAUST FAN, ROOFTOP, EF-29 | GREENHECK FAN | GB-081-6-X | FACILITIES | BOTH | D30 | D3040 | D3040240 | CNRSE | CNRSE ST-FAC
MYP-1553-FSR-10 | MAYPOR-1553 | EXHAUST FAN, ROOFTOP, EF-32 | GREENHECK FAN | GB-081-6-X | FACILITIES | BOTH | D30 | D3040 | D3040240 | CNRSE | CNRSE ST-FAC
MYP-1553-FSR-11 | MAYPOR-1553 | EXHAUST FAN, ROOFTOP, EF-28 | GREENHECK FAN | GB-081-6-X | FACILITIES | BOTH | D30 | D3040 | D3040240 | CNRSE | CNRSE ST-FAC
MYP-1553-FSR-12 | MAYPOR-1553 | EXHAUST FAN, ROOFTOP, EF-27 | GREENHECK FAN | GB-081-6-X | FACILITIES | BOTH | D30 | D3040 | D3040240 | CNRSE | CNRSE ST-FAC
MYP-1553-FSR-13 | MAYPOR-1553 | EXHAUST FAN, ROOFTOP, | GREENHECK FAN | NO NAME PLATE | FACILITIES | BOTH | D30 | D3040 | D3040240 | CNRSE | CNRSE ST-FAC
MYP-1553-FSR-14 | MAYPOR-1553 | EXHAUST FAN, ROOFTOP, EF-19 | GREENHECK FAN | GB-081-6-X | FACILITIES | BOTH | D30 | D3040 | D3040240 | CNRSE | CNRSE ST-FAC
MYP-1553-FSR-15 | MAYPOR-1553 | EXHAUST FAN, ROOFTOP, EF-2 | GREENHECK FAN | GB-071-6-X | FACILITIES | BOTH | D30 | D3040 | D3040240 | CNRSE | CNRSE ST-FAC
MYP-1553-FSR-16 | MAYPOR-1553 | EXHAUST FAN, ROOFTOP, EF-26 | GREENHECK FAN | GB-071-6-X | FACILITIES | BOTH | D30 | D3040 | D3040240 | CNRSE | CNRSE ST-FAC
MYP-1553-FSR-17 | MAYPOR-1553 | EXHAUST FAN, ROOFTOP, EF-13 | GREENHECK FAN | GB-121-4-X | FACILITIES | BOTH | D30 | D3040 | D3040240 | CNRSE | CNRSE ST-FAC
MYP-1553-FSR-18 | MAYPOR-1553 | EXHAUST FAN, ROOFTOP, EF-34 | GREENHECK FAN | GB-141-5-X | FACILITIES | BOTH | D30 | D3040 | D3040240 | CNRSE | CNRSE ST-FAC
MYP-1553-FSR-19 | MAYPOR-1553 | EXHAUST FAN, ROOFTOP, EF-31 | GREENHECK FAN | GB-141-3-X | FACILITIES | BOTH | D30 | D3040 | D3040240 | CNRSE | CNRSE ST-FAC
MYP-1553-FSR-20 | MAYPOR-1553 | EXHAUST FAN, ROOFTOP, EF-33 | GREENHECK FAN | GB-200-5-X | FACILITIES | BOTH | D30 | D3040 | D3040240 | CNRSE | CNRSE ST-FAC
MYP-1553-FSR-21 | MAYPOR-1553 | EXHAUST FAN, ROOFTOP, EF-39 | GREENHECK FAN | CUBE-141-4-X | FACILITIES | BOTH | D30 | D3040 | D3040240 | CNRSE | CNRSE ST-FAC
MYP-1553-FSR-22 | MAYPOR-1553 | EXHAUST FAN, ROOFTOP, EF-30 | GREENHECK FAN | QEI-15-11-50-X | FACILITIES | BOTH | D30 | D3040 | D3040240 | CNRSE | CNRSE ST-FAC
MYP-1553-FSR-23 | MAYPOR-1553 | EXHAUST FAN, ROOFTOP, EF-9 | GREENHECK FAN | AX-113-275-0608-X | FACILITIES | BOTH | D30 | D3040 | D3040240 | CNRSE | CNRSE ST-FAC
MYP-1553-FSR-24 | MAYPOR-1553 | EXHAUST FAN, ROOFTOP, EF-40 | GREENHECK FAN | 11-IPA-SD-10-CW-UB-A20 | FACILITIES | BOTH | D30 | D3040 | D3040240 | CNRSE | CNRSE ST-FAC
MYP-1553-FSR-25 | MAYPOR-1553 | EXHAUST FAN, ROOFTOP, EF-20 | GREENHECK FAN | AX-54-160-0625-X | FACILITIES | BOTH | D30 | D3040 | D3040240 | CNRSE | CNRSE ST-FAC
MYP-1553-FSR-26 | MAYPOR-1553 | EXHAUST FAN, ROOFTOP, MAF-2 | GREENHECK FAN | RSF-150-50-X | FACILITIES | BOTH | D30 | D3040 | D3040240 | CNRSE | CNRSE ST-FAC
MYP-1553-FSR-27 | MAYPOR-1553 | EXHAUST FAN, ROOFTOP | FLOAIRE | BDCR15 | FACILITIES | BOTH | D30 | D3040 | D3040240 | CNRSE | CNRSE ST-FAC
MYP-1553-FSR-28 | MAYPOR-1553 | EXHAUST FAN, ROOFTOP, EF-38 | GREENHECK FAN | CUBE-300-3-X | FACILITIES | BOTH | D30 | D3040 | D3040240 | CNRSE | CNRSE ST-FAC
MYP-1553-FSR-29 | MAYPOR-1553 | EXHAUST FAN, ROOFTOP, SF-1 | GREENHECK FAN | RSF-150-4-X | FACILITIES | BOTH | D30 | D3040 | D3040240 | CNRSE | CNRSE ST-FAC
MYP-1553-FSR-30 | MAYPOR-1553 | EXHAUST FAN, ROOFTOP, SF-2 | GREENHECK FAN | RSF-90-4-X | FACILITIES | BOTH | D30 | D3040 | D3040240 | CNRSE | CNRSE ST-FAC
MYP-1553-FSR-31 | MAYPOR-1553 | EXHAUST FAN, ROOFTOP, MAF-1 | GREENHECK FAN | LSF-22-150 | FACILITIES | BOTH | D30 | D3040 | D3040240 | CNRSE | CNRSE ST-FAC
MYP-1553-FSR-32 | MAYPOR-1553 | EXHAUST FAN, ROOFTOP DIRECT DRIVE | Unknown | Unknown | FACILITIES | BOTH | D30 | D3040 | D3040240 | CNRSE | CNRSE ST-FAC
MYP-1553-FSR-33 | MAYPOR-1553 | EXHAUST FAN, ROOFTOP DIRECT DRIVE | Unknown | Unknown | FACILITIES | BOTH | D30 | D3040 | D3040240 | CNRSE | CNRSE ST-FAC
MYP-1553-FSR-34 | MAYPOR-1553 | EXHAUST FAN, ROOFTOP DIRECT DRIVE | Unknown | Unknown | FACILITIES | BOTH | D30 | D3040 | D3040240 | CNRSE | CNRSE ST-FAC
MYP-1554-FSR-01 | MAYPOR-1554 | ROOF - EXHAUST FAN | ACME ELECTRIC | EC30H | FACILITIES | BOTH | D30 | D3040 | D3040240 | CNRSE | CNRSE ST-FAC
MYP-1554-FSR-02 | MAYPOR-1554 | FAN SYSTEM, ROOF EXHAUST | CENTRIMASTER | PN235E2 | FACILITIES | BOTH | D30 | D3040 | D3040240 | CNRSE | CNRSE ST-FAC
MYP-1554-FSR-03 | MAYPOR-1554 | FAN SYSTEM, ROOF EXHAUST | Unknown | NO NAME PLATE | FACILITIES | BOTH | D30 | D3040 | D3040240 | CNRSE | CNRSE ST-FAC
MYP-1554-FSR-04 | MAYPOR-1554 | FAN SYSTEM, ROOF EXHAUST | Unknown | OV16 (PARTIAL) | FACILITIES | BOTH | D30 | D3040 | D3040240 | CNRSE | CNRSE ST-FAC
MYP-1554-FSR-05 | MAYPOR-1554 | FAN SYSTEM, ROOF EXHAUST | COOK | 300 HEE4 | FACILITIES | BOTH | D30 | D3040 | D3040240 | CNRSE | CNRSE ST-FAC
MYP-1554-FSR-06 | MAYPOR-1554 | FAN SYSTEM, ROOF EXHAUST | COOK | 300HEE4 | FACILITIES | BOTH | D30 | D3040 | D3040240 | CNRSE | CNRSE ST-FAC
MYP-1554-FSR-07 | MAYPOR-1554 | FAN SYSTEM, ROOF EXHAUST | COOK | 300 HEE4 | FACILITIES | BOTH | D30 | D3040 | D3040240 | CNRSE | CNRSE ST-FAC
MYP-1554-FSR-08 | MAYPOR-1554 | FAN SYSTEM ROOF EXHAUST | COOK | 300 HEE4 | FACILITIES | BOTH | D30 | D3040 | D3040240 | CNRSE | CNRSE ST-FAC
MYP-1554-FSR-09 | MAYPOR-1554 | FAN SYSTEM, SIDE WALL | COOK | 300HEE4 | FACILITIES | BOTH | D30 | D3040 | D3040240 | CNRSE | CNRSE ST-FAC
MYP-1554-FSR-10 | MAYPOR-1554 | FAN SYSTEM, ROOF EXHAUST | COOK | 300 HEE4 | FACILITIES | BOTH | D30 | D3040 | D3040240 | CNRSE | CNRSE ST-FAC
MYP-1554-FSR-11 | MAYPOR-1554 | FAN SYSTEM, ROOF EXHAUST | COOK | 300 HEE4 | FACILITIES | BOTH | D30 | D3040 | D3040240 | CNRSE | CNRSE ST-FAC
MYP-1554-FSR-12 | MAYPOR-1554 | FAN SYSTEM, ROOF EXHAUST | COOK | 300 HEE4 | FACILITIES | BOTH | D30 | D3040 | D3040240 | CNRSE | CNRSE ST-FAC
MYP-1554-FSR-13 | MAYPOR-1554 | FAN SYSTEM, ROOF EXHAUST | COOK | 300 HEE4 | FACILITIES | BOTH | D30 | D3040 | D3040240 | CNRSE | CNRSE ST-FAC
MYP-1554-FSR-14 | MAYPOR-1554 | FAN SYSTEM, ROOF EXHAUST | COOK | 300 HEE4 | FACILITIES | BOTH | D30 | D3040 | D3040240 | CNRSE | CNRSE ST-FAC
MYP-1554-FSR-15 | MAYPOR-1554 | FAN SYSTEM, ROOF EXHAUST | COOK | 300 HEE4 | FACILITIES | BOTH | D30 | D3040 | D3040240 | CNRSE | CNRSE ST-FAC
MYP-1554-FSR-16 | MAYPOR-1554 | FAN SYSTEM, ROOF EXHAUST | COOK | 300 HEE4 | FACILITIES | BOTH | D30 | D3040 | D3040240 | CNRSE | CNRSE ST-FAC
MYP-1554-FSR-17 | MAYPOR-1554 | FAN SYSTEM, ROOF EXHAUST | CENTRIMASTER | PU145E2 | FACILITIES | BOTH | D30 | D3040 | D3040240 | CNRSE | CNRSE ST-FAC
MYP-1554-FSR-18 | MAYPOR-1554 | FAN SYSTEM, ROOF EXHAUST | CENTRIMASTER | PU228E | FACILITIES | BOTH | D30 | D3040 | D3040240 | CNRSE | CNRSE ST-FAC
MYP-1554-FSR-19 | MAYPOR-1554 | FAN SYSTEM, ROOF EXHAUST | ACME ELECTRIC | EC30H | FACILITIES | BOTH | D30 | D3040 | D3040240 | CNRSE | CNRSE ST-FAC
MYP-1554-FSR-20 | MAYPOR-1554 | FAN SYSTEM, ROOF EXHAUST | ACME ELECTRIC | EC30H | FACILITIES | BOTH | D30 | D3040 | D3040240 | CNRSE | CNRSE ST-FAC
MYP-1554-FSR-21 | MAYPOR-1554 | FAN SYSTEM, ROOF EXHAUST | ACME ELECTRIC | EC30H | FACILITIES | BOTH | D30 | D3040 | D3040240 | CNRSE | CNRSE ST-FAC
MYP-1554-FSR-22 | MAYPOR-1554 | FAN SYSTEM, ROOF EXHAUST | ACME ELECTRIC | EC30H | FACILITIES | BOTH | D30 | D3040 | D3040240 | CNRSE | CNRSE ST-FAC
MYP-1554-FSR-23 | MAYPOR-1554 | FAN SYSTEM, ROOF EXHAUST | ACME ELECTRIC | EC30H | FACILITIES | BOTH | D30 | D3040 | D3040240 | CNRSE | CNRSE ST-FAC
MYP-1554-FSR-24 | MAYPOR-1554 | FAN SYSTEM, ROOF EXHAUST | ACME ELECTRIC | EC30H | FACILITIES | BOTH | D30 | D3040 | D3040240 | CNRSE | CNRSE ST-FAC
MYP-1554-FSR-25 | MAYPOR-1554 | FAN SYSTEM, ROOF EXHAUST | ACME ELECTRIC | EC30H | FACILITIES | BOTH | D30 | D3040 | D3040240 | CNRSE | CNRSE ST-FAC
MYP-1554-FSR-26 | MAYPOR-1554 | FAN SYSTEM, ROOF EXHAUST | ACME ELECTRIC | EC30H | FACILITIES | BOTH | D30 | D3040 | D3040240 | CNRSE | CNRSE ST-FAC
MYP-1554-FSR-27 | MAYPOR-1554 | FAN SYSTEM, ROOF EXHAUST | ACME ELECTRIC | EC30H | FACILITIES | BOTH | D30 | D3040 | D3040240 | CNRSE | CNRSE ST-FAC
MYP-1554-FSR-28 | MAYPOR-1554 | FAN SYSTEM, ROOF EXHAUST | ACME ELECTRIC | EC30H | FACILITIES | BOTH | D30 | D3040 | D3040240 | CNRSE | CNRSE ST-FAC
MYP-1555-DFL-01 | MAYPOR-1555 | FAN SYSTEM, CENTRIFUGAL, IN-LINE; OA TO AHU-3, 1/4 HP | Unknown | NO NAME PLATE | FACILITIES | BOTH | D30 | D3040 | D3040220 | CNRSE | CNRSE ST-FAC
MYP-1555-FSR-01 | MAYPOR-1555 | FAC#" MP-1555Fan Exhaust, Belt Drive HGR ROOF | Unknown | NO NAME PLATE | FACILITIES | BOTH | D30 | D3040 | D3040240 | CNRSE | CNRSE ST-FAC
MYP-1555-FSR-02 | MAYPOR-1555 | FAC#" MP-1555Fan Exhaust, Direct Drive RM 101 | DAYTON | 4C367F | FACILITIES | BOTH | D30 | D3040 | D3040240 | CNRSE | CNRSE ST-FAC
MYP-1555-FSR-03 | MAYPOR-1555 | FAC#" MP-1555Fan Exhaust, Direct Drive | Unknown | NOT LEGIBLE | FACILITIES | BOTH | D30 | D3040 | D3040240 | CNRSE | CNRSE ST-FAC
MYP-1555-FSR-04 | MAYPOR-1555 | FAC#" MP-1555Fan, Belt Drive hgr roof | Unknown | NO NAME PLATE | FACILITIES | BOTH | D30 | D3040 | D3040240 | CNRSE | CNRSE ST-FAC
MYP-1555-FSR-05 | MAYPOR-1555 | FAC#" MP-1555Fan, Belt Drive HANGAR ROOF | Unknown | NO NAME PLATE | FACILITIES | BOTH | D30 | D3040 | D3040240 | CNRSE | CNRSE ST-FAC
MYP-1555-FSR-06 | MAYPOR-1555 | FAC#" MP-1555Fan Exhaust, Direct Drive | COOL AIR | NOT LEGIBLE | FACILITIES | BOTH | D30 | D3040 | D3040240 | CNRSE | CNRSE ST-FAC
MYP-1555-FSR-07 | MAYPOR-1555 | FAC#" MP-1555Fan, Belt Drive hgr roof | Unknown | NO NAME PLATE | FACILITIES | BOTH | D30 | D3040 | D3040240 | CNRSE | CNRSE ST-FAC
MYP-1555-FSR-08 | MAYPOR-1555 | FAC#" MP-1555Fan Exhaust, Direct Drive RM 102 | Unknown | NOT LEGIBLE | FACILITIES | BOTH | D30 | D3040 | D3040240 | CNRSE | CNRSE ST-FAC
MYP-1563-ESR-01 | MAYPOR-1563 | EXHAUST FAN, SIDEWALL | Unknown | V4213 | FACILITIES | BOTH | D30 | D3040 | D3040240 | CNRSE | CNRSE ST-FAC
MYP-1588-FSU-01 | MAYPOR-1588 | BELT DRIVEN SIDEWALL EXHAUST FAN | GREENHECK MFG | Unknown | FACILITIES | BOTH | D30 | D3090 | D3090901 | CNRSE | CNRSE ST-FAC
MYP-1588-FSU-02 | MAYPOR-1588 | BELT DRIVEN SIDEWALL EXHAUST FAN | GREENHECK MFG | Unknown | FACILITIES | BOTH | D30 | D3090 | D3090901 | CNRSE | CNRSE ST-FAC
MYP-1588-FSU-03 | MAYPOR-1588 | BELT DRIVEN SIDEWALL EXHAUST FAN | GREENHECK MFG | Unknown | FACILITIES | BOTH | D30 | D3090 | D3090901 | CNRSE | CNRSE ST-FAC
MYP-1588-FSU-04 | MAYPOR-1588 | BELT DRIVEN SIDEWALL EXHAUST FAN | GREENHECK MFG | Unknown | FACILITIES | BOTH | D30 | D3090 | D3090901 | CNRSE | CNRSE ST-FAC
MYP-1591-FSR-01 | MAYPOR-1591 | FAN SYSTEM, ROOF EXHAUST (800 CFM) | PENN | DX11VSR DC | FACILITIES | BOTH | D30 | D3040 | D3040240 | CNRSE | CNRSE ST-FAC
MYP-1591-FSR-02 | MAYPOR-1591 | FAN SYSTEM, ROOF EXHAUST (800 CFM) | PENN | DX11VSR DC | FACILITIES | BOTH | D30 | D3040 | D3040240 | CNRSE | CNRSE ST-FAC
MYP-1600-FSR-01 | MAYPOR-1600 | EXHAUST FAN, SIDEWALL | Unknown | Unknown | FACILITIES | BOTH | D30 | D3040 | D3040240 | CNRSE | CNRSE ST-FAC
MYP-1600-FSR-02 | MAYPOR-1600 | EXHAUST FAN, SIDEWALL | Unknown | Unknown | FACILITIES | BOTH | D30 | D3040 | D3040240 | CNRSE | CNRSE ST-FAC
MYP-1600-FSR-03 | MAYPOR-1600 | EXHAUST FAN, SIDEWALL | Unknown | Unknown | FACILITIES | BOTH | D30 | D3040 | D3040240 | CNRSE | CNRSE ST-FAC
MYP-1600-FSR-04 | MAYPOR-1600 | EXHAUST FAN, SIDEWALL | Unknown | Unknown | FACILITIES | BOTH | D30 | D3040 | D3040240 | CNRSE | CNRSE ST-FAC
MYP-1613-FSR-01 | MAYPOR-1613 | EXHAUST FAN, SIDEWALL | Unknown | ACME ENGINEERING | FACILITIES | BOTH | D30 | D3040 | D3040240 | CNRSE | CNRSE ST-FAC
MYP-1613-FSR-02 | MAYPOR-1613 | EXHAUST FAN, SIDEWALL | Unknown | ACME ENGINEERING | FACILITIES | BOTH | D30 | D3040 | D3040240 | CNRSE | CNRSE ST-FAC
MYP-1613-FSR-03 | MAYPOR-1613 | EXHAUST FAN, SIDEWALL | Unknown | ACME ENGINEERING | FACILITIES | BOTH | D30 | D3040 | D3040240 | CNRSE | CNRSE ST-FAC
MYP-1613-FSR-04 | MAYPOR-1613 | EXHAUST FAN, SIDEWALL | LOREN COOK | DB-13 | FACILITIES | BOTH | D30 | D3040 | D3040240 | CNRSE | CNRSE ST-FAC
MYP-1613-FSR-05 | MAYPOR-1613 | EXHAUST FAN, ROOFTOP | Unknown | Unknown | FACILITIES | BOTH | D30 | D3040 | D3040240 | CNRSE | CNRSE ST-FAC
MYP-1613-FSR-06 | MAYPOR-1613 | EXHAUST FAN, ROOFTOP | FLOAIRE | DDAR14 BDD | FACILITIES | BOTH | D30 | D3040 | D3040240 | CNRSE | CNRSE ST-FAC
MYP-1613-FSR-07 | MAYPOR-1613 | EXHAUST FAN, ROOFTOP | Unknown | ACME ENGINEERING | FACILITIES | BOTH | D30 | D3040 | D3040240 | CNRSE | CNRSE ST-FAC
MYP-1624-IES-001 | MAYPOR-1624 | INDUSTRIAL EXHAUST SYSTEMS-Type: 1000 CFM- Tag: MNF | Unknown | Unknown | FACILITIES | BOTH | D30 | D3090 | D3090901 | CNRSE | CNRSE ST-FAC
MYP-1624-IES-002 | MAYPOR-1624 | INDUSTRIAL EXHAUST SYSTEMS-Type: 1000 CFM- Tag: MNF | Unknown | Unknown | FACILITIES | BOTH | D30 | D3090 | D3090901 | CNRSE | CNRSE ST-FAC
MYP-1842-FSR-01 | MAYPOR-1842 | EXHAUST FAN, ROOFTOP | ILG | Unknown | FACILITIES | BOTH | D30 | D3040 | D3040240 | CNRSE | CNRSE ST-FAC
MYP-1842-FSR-02 | MAYPOR-1842 | EXHAUST FAN, ROOFTOP | Unknown | Unknown | FACILITIES | BOTH | D30 | D3040 | D3040240 | CNRSE | CNRSE ST-FAC
MYP-1860-DFL-01 | MAYPOR-1860 | Fan Exhaust, IN LINE | Unknown | Unknown | FACILITIES | BOTH | D30 | D3040 | D3040240 | CNRSE | CNRSE ST-FAC
MYP-1860-DFL-02 | MAYPOR-1860 | Fan Exhaust, IN LINE | Unknown | Unknown | FACILITIES | BOTH | D30 | D3040 | D3040240 | CNRSE | CNRSE ST-FAC
MYP-1860-FSR-01 | MAYPOR-1860 | Fan Exhaust, Belt Drive | SOLER & PALAU | DB18PH1S | FACILITIES | BOTH | D30 | D3040 | D3040240 | CNRSE | CNRSE ST-FAC
MYP-1860-FSR-02 | MAYPOR-1860 | Fan Exhaust, Belt Drive HIGH ROOF | FANTECH | 5BDD15DB | FACILITIES | BOTH | D30 | D3040 | D3040240 | CNRSE | CNRSE ST-FAC
MYP-1868-FSR-01 | MAYPOR-1868 | Fans Exhaust Roof Mounted, Direct Drive SMALL EQ RM, ABOUT 8FT ABOVE | CARNES | VCDB30 | FACILITIES | BOTH | D30 | D3040 | D3040240 | CNRSE | CNRSE ST-FAC
MYP-1868-FSR-02 | MAYPOR-1868 | EXHAUST FAN, MECH. RM. | Unknown | Unknown | FACILITIES | BOTH | D30 | D3040 | D3040240 | CNRSE | CNRSE ST-FAC
MYP-1886-FSR-01 | MAYPOR-1886 | FAN SYSTEM, ROOF EXHAUST 2K CFM | GREENHECK FAN | RDU-36-615-C15-X | FACILITIES | BOTH | D30 | D3040 | D3040240 | CNRSE | CNRSE ST-FAC
MYP-1886-FSR-02 | MAYPOR-1886 | EXHAUST FAN, ROOFTOP | GREENHECK FAN | RDU-36-615-C15-X | FACILITIES | BOTH | D30 | D3040 | D3040240 | CNRSE | CNRSE ST-FAC
MYP-1888-FSR-00 | MAYPOR-1888 | ROOF MOUNTED EXHAUST FAN, 800 CFM | Unknown | Unknown | FACILITIES | BOTH | D30 | D3040 | D3040240 | CNRSE | CNRSE ST-FAC
MYP-1888-FSR-01 | MAYPOR-1888 | ROOF MOUNTED EXHAUST FAN, 800 CFM | Unknown | Unknown | FACILITIES | BOTH | D30 | D3040 | D3040240 | CNRSE | CNRSE ST-FAC
MYP-1888-FSR-02 | MAYPOR-1888 | ROOF MOUNTED EXHAUST FAN, 800 CFM | Unknown | Unknown | FACILITIES | BOTH | D30 | D3040 | D3040240 | CNRSE | CNRSE ST-FAC
MYP-1888-FSR-03 | MAYPOR-1888 | ROOF MOUNTED EXHAUST FAN, 800 CFM | DAYTON | 4YY75 | FACILITIES | BOTH | D30 | D3040 | D3040240 | CNRSE | CNRSE ST-FAC
MYP-1888-FSR-04 | MAYPOR-1888 | ROOF MOUNTED EXHAUST FAN, 800 CFM | ILG | CRDA12E10D1151 | FACILITIES | BOTH | D30 | D3040 | D3040240 | CNRSE | CNRSE ST-FAC
MYP-1893-FSR-01 | MAYPOR-1893 | FAN SYSTEM, ROOF EXHAUST, (8500 CFM) | DAYTON | 4YY19 | FACILITIES | BOTH | D30 | D3040 | D3040240 | CNRSE | CNRSE ST-FAC
MYP-1893-IES-01 | MAYPOR-1893 | INDUSTRIAL EXHAUST SYSTEM (8000 CFM) | GREENHECK FAN | CH-085-D-X | FACILITIES | BOTH | D30 | D3090 | D3090901 | CNRSE | CNRSE ST-FAC
MYP-1893-IES-02 | MAYPOR-1893 | INDUSTRIAL EXHAUST SYSTEM (8000 CFM) | GREENHECK FAN | CH-085-D-X | FACILITIES | BOTH | D30 | D3090 | D3090901 | CNRSE | CNRSE ST-FAC
MYP-1893-KEA-00 | MAYPOR-1893 | KITCHEN EXHAUST/MAKE-UP AIR | Unknown | KSF15TL1S | FACILITIES | BOTH | D30 | D3040 | D3040260 | CNRSE | CNRSE ST-FAC
MYP-1900-FSR-01 | MAYCOM-1900 | Fan System, Roof Exhaust | FLOAIRE | BDCR15 | FACILITIES | BOTH | D30 | D3040 | D3040240 | CNRSE | CNRSE ST-FAC
MYP-1900-FSR-02 | MAYCOM-1900 | EXHAUST FAN, ROOFTOP 1/8 HP DD | ILG | CRDA12E10D1151 | FACILITIES | BOTH | D30 | D3040 | D3040240 | CNRSE | CNRSE ST-FAC
MYP-1900-FSR-03 | MAYCOM-1900 | EXHAUST FAN, ROOFTOP 0.25 HP | Unknown | Unknown | FACILITIES | BOTH | D30 | D3040 | D3040240 | CNRSE | CNRSE ST-FAC
MYP-1900-FSR-04 | MAYCOM-1900 | EXHAUST FAN, ROOFTOP 0.75 HP | Unknown | Unknown | FACILITIES | BOTH | D30 | D3040 | D3040240 | CNRSE | CNRSE ST-FAC
MYP-1900-FSR-05 | MAYCOM-1900 | EXHAUST FAN, ROOFTOP 0.75 HP | Unknown | Unknown | FACILITIES | BOTH | D30 | D3040 | D3040240 | CNRSE | CNRSE ST-FAC
MYP-1900-FSR-06 | MAYCOM-1900 | EXHAUST FAN, ROOFTOP 0.75 HP | Unknown | Unknown | FACILITIES | BOTH | D30 | D3040 | D3040240 | CNRSE | CNRSE ST-FAC
MYP-1900-FSR-07 | MAYCOM-1900 | EXHAUST FAN, ROOFTOP 0.75 HP | Unknown | Unknown | FACILITIES | BOTH | D30 | D3040 | D3040240 | CNRSE | CNRSE ST-FAC
MYP-1900-FSR-08 | MAYCOM-1900 | EXHAUST FAN, ROOFTOP | ILG | CRDA13F11D1151 | FACILITIES | BOTH | D30 | D3040 | D3040240 | CNRSE | CNRSE ST-FAC
MYP-1900-FSR-09 | MAYCOM-1900 | EXHAUST FAN, ROOFTOP, EF-2 | LOREN COOK | 70 ACE 70C2B | FACILITIES | BOTH | D30 | D3040 | D3040240 | CNRSE | CNRSE ST-FAC
MYP-1900-FSR-10 | MAYCOM-1900 | EXHAUST FAN, ROOFTOP, EF-3 | LOREN COOK | 100 ACE 100C2B | FACILITIES | BOTH | D30 | D3040 | D3040240 | CNRSE | CNRSE ST-FAC
MYP-1900-FSR-11 | MAYCOM-1900 | EXHAUST FAN, ROOFTOP, EF-4 | LOREN COOK | 100 ACE 100C2B | FACILITIES | BOTH | D30 | D3040 | D3040240 | CNRSE | CNRSE ST-FAC
MYP-1900-FSR-12 | MAYCOM-1900 | EXHAUST FAN, ROOFTOP, EF-9 | LOREN COOK | 360 HXEM 36HXEM8B | FACILITIES | BOTH | D30 | D3040 | D3040240 | CNRSE | CNRSE ST-FAC
MYP-1900-FSR-13 | MAYCOM-1900 | EXHAUST FAN, ROOFTOP, EF-7 | LOREN COOK | 240 HXEM 24HXEM4B | FACILITIES | BOTH | D30 | D3040 | D3040240 | CNRSE | CNRSE ST-FAC
MYP-1900-FSR-15 | MAYCOM-1900 | EXHAUST FAN, ROOFTOP, EF-8 | LOREN COOK | 360 HXEM 36HXEM8B | FACILITIES | BOTH | D30 | D3040 | D3040240 | CNRSE | CNRSE ST-FAC
MYP-1900-FSR-17 | MAYCOM-1900 | EXHAUST FAN, ROOFTOP, EF-11 | LOREN COOK | 300 HXEM 30HXEM6B | FACILITIES | BOTH | D30 | D3040 | D3040240 | CNRSE | CNRSE ST-FAC
MYP-1900-FSR-18 | MAYCOM-1900 | EXHAUST FAN, ROOFTOP, EF-10 | LOREN COOK | 80 ACE 80C2B | FACILITIES | BOTH | D30 | D3040 | D3040240 | CNRSE | CNRSE ST-FAC
MYP-1900-FSR-19 | MAYCOM-1900 | EXHAUST FAN, ROOFTOP, EF-6 | LOREN COOK | 100 ACE 100C2B | FACILITIES | BOTH | D30 | D3040 | D3040240 | CNRSE | CNRSE ST-FAC
MYP-1900-FSR-20 | MAYCOM-1900 | EXHAUST FAN, ROOFTOP, EF-12 | LOREN COOK | 70 ACE 70C2B | FACILITIES | BOTH | D30 | D3040 | D3040240 | CNRSE | CNRSE ST-FAC
MYP-1900-FSR-21 | MAYCOM-1900 | EXHAUST FAN, ROOFTOP, EF-5 | LOREN COOK | 100 ACE 100C2B | FACILITIES | BOTH | D30 | D3040 | D3040240 | CNRSE | CNRSE ST-FAC
MYP-1900-FSR-22 | MAYCOM-1900 | EXHAUST FAN, ROOFTOP | Unknown | Unknown | FACILITIES | BOTH | D30 | D3040 | D3040240 | CNRSE | CNRSE ST-FAC
MYP-1900-KEA-01 | MAYCOM-1900 | Kitchen Exhaust/Make-Up Air | Unknown | Unknown | FACILITIES | BOTH | D30 | D3040 | D3040260 | CNRSE | CNRSE ST-FAC
MYP-1900-KEA-03 | MAYCOM-1900 | EXHAUST FAN, ROOFTOP, EF-1 | LOREN COOK | 195 VCR 195V8B | FACILITIES | BOTH | D30 | D3040 | D3040260 | CNRSE | CNRSE ST-FAC
MYP-191-DFL-00 | MAYPOR-191 | FAN, CENTRIFUGAL AIRFOIL | Unknown | Unknown | FACILITIES | CIMU | D30 | D3040 | D3040220 | CNRSE | CNRSE ST-FAC
MYP-191-FSR-00 | MAYPOR-191 | EXHAUST, ROOF, CENTRIFUGAL | GREENHECK FAN | CUBE-131-5-X | FACILITIES | BOTH | D30 | D3040 | D3040240 | CNRSE | CNRSE ST-FAC
MYP-191-FSR-02 | MAYPOR-191 | EXHAUST, ROOF, CENTRIFUGAL | GREENHECK FAN | GB-300-10X | FACILITIES | BOTH | D30 | D3040 | D3040240 | CNRSE | CNRSE ST-FAC
MYP-191-FSR-03 | MAYPOR-191 | EXHAUST, ROOF, CENTRIFUGAL | GREENHECK FAN | GB-300-10X | FACILITIES | BOTH | D30 | D3040 | D3040240 | CNRSE | CNRSE ST-FAC
MYP-191-FSR-04 | MAYPOR-191 | EXHAUST, ROOF, CENTRIFUGAL | GREENHECK FAN | GB-300-10X | FACILITIES | BOTH | D30 | D3040 | D3040240 | CNRSE | CNRSE ST-FAC
MYP-191-FSR-05 | MAYPOR-191 | EXHAUST, ROOF, CENTRIFUGAL | GREENHECK FAN | GB-300-10X | FACILITIES | BOTH | D30 | D3040 | D3040240 | CNRSE | CNRSE ST-FAC
MYP-191-FSR-06 | MAYPOR-191 | EXHAUST, ROOF, CENTRIFUGAL | GREENHECK FAN | GB-300-10X | FACILITIES | BOTH | D30 | D3040 | D3040240 | CNRSE | CNRSE ST-FAC
MYP-191-FSR-07 | MAYPOR-191 | EXHAUST, ROOF, CENTRIFUGAL | GREENHECK FAN | GB-300-10X | FACILITIES | BOTH | D30 | D3040 | D3040240 | CNRSE | CNRSE ST-FAC
MYP-191-FSR-08 | MAYPOR-191 | EXHAUST, ROOF, CENTRIFUGAL | GREENHECK FAN | GB-300-10X | FACILITIES | BOTH | D30 | D3040 | D3040240 | CNRSE | CNRSE ST-FAC
MYP-191-FSR-09 | MAYPOR-191 | EXHAUST, ROOF, CENTRIFUGAL | GREENHECK FAN | GB-300-10X | FACILITIES | BOTH | D30 | D3040 | D3040240 | CNRSE | CNRSE ST-FAC
MYP-191-FSR-10 | MAYPOR-191 | EXHAUST, ROOF, CENTRIFUGAL | GREENHECK FAN | GB-300-10X | FACILITIES | BOTH | D30 | D3040 | D3040240 | CNRSE | CNRSE ST-FAC
MYP-191-FSR-11 | MAYPOR-191 | EXHAUST, ROOF, CENTRIFUGAL | GREENHECK FAN | GB-300-10X | FACILITIES | BOTH | D30 | D3040 | D3040240 | CNRSE | CNRSE ST-FAC
MYP-191-FSR-12 | MAYPOR-191 | EXHAUST, ROOF, CENTRIFUGAL | GREENHECK FAN | GB-300-10X | FACILITIES | BOTH | D30 | D3040 | D3040240 | CNRSE | CNRSE ST-FAC
MYP-191-FSR-13 | MAYPOR-191 | EXHAUST, ROOF, CENTRIFUGAL | GREENHECK FAN | GB-300-10X | FACILITIES | BOTH | D30 | D3040 | D3040240 | CNRSE | CNRSE ST-FAC
MYP-191-FSR-14 | MAYPOR-191 | EXHAUST, ROOF, CENTRIFUGAL | GREENHECK FAN | CUBE-161-10-X | FACILITIES | BOTH | D30 | D3040 | D3040240 | CNRSE | CNRSE ST-FAC
MYP-191-FSR-16 | MAYPOR-191 | EXHAUST, ROOF, CENTRIFUGAL EF-2 | ACME FANS | PNU 365 RFM | FACILITIES | BOTH | D30 | D3040 | D3040240 | CNRSE | CNRSE ST-FAC
MYP-191-FSR-17 | MAYPOR-191 | EXHAUST, ROOF, CENTRIFUGAL | Unknown | NO NAME PLATE | FACILITIES | BOTH | D30 | D3040 | D3040240 | CNRSE | CNRSE ST-FAC
MYP-191-FSR-20 | MAYPOR-191 | EXHAUST, ROOF, CENTRIFUGAL EF-5 | ACME FANS | PDU 80 RF | FACILITIES | BOTH | D30 | D3040 | D3040240 | CNRSE | CNRSE ST-FAC
MYP-191-FSR-27 | MAYPOR-191 | EXHAUST, ROOF, CENTRIFUGAL EF-12 | ACME FANS | 3012 RSW | FACILITIES | BOTH | D30 | D3040 | D3040240 | CNRSE | CNRSE ST-FAC
MYP-191-FSR-30 | MAYPOR-191 | EXHAUST, ROOF, CENTRIFUGAL | Unknown | NO NAME PLATE | FACILITIES | BOTH | D30 | D3040 | D3040240 | CNRSE | CNRSE ST-FAC
MYP-191-FSR-31 | MAYPOR-191 | EXHAUST, ROOF, CENTRIFUGAL | Unknown | NO NAME PLATE | FACILITIES | BOTH | D30 | D3040 | D3040240 | CNRSE | CNRSE ST-FAC
MYP-191-FSR-33 | MAYPOR-191 | EXHAUST, ROOF, CENTRIFUGAL | Unknown | NO NAME PLATE | FACILITIES | BOTH | D30 | D3040 | D3040240 | CNRSE | CNRSE ST-FAC
MYP-191-FSR-34 | MAYPOR-191 | EXHAUST, ROOF, CENTRIFUGAL | Unknown | NO NAME PLATE | FACILITIES | BOTH | D30 | D3040 | D3040240 | CNRSE | CNRSE ST-FAC
MYP-191-FSR-35 | MAYPOR-191 | EXHAUST, ROOF, CENTRIFUGAL | Unknown | NO NAME PLATE | FACILITIES | BOTH | D30 | D3040 | D3040240 | CNRSE | CNRSE ST-FAC
MYP-191-FSR-36 | MAYPOR-191 | EXHAUST, ROOF, CENTRIFUGAL | Unknown | NO NAME PLATE | FACILITIES | BOTH | D30 | D3040 | D3040240 | CNRSE | CNRSE ST-FAC
MYP-191-FSR-37 | MAYPOR-191 | EXHAUST, ROOF, CENTRIFUGAL | Unknown | NO NAME PLATE | FACILITIES | BOTH | D30 | D3040 | D3040240 | CNRSE | CNRSE ST-FAC
MYP-191-FSR-39 | MAYPOR-191 | EXHAUST, ROOF, CENTRIFUGAL | Unknown | NOT LEGIBLE | FACILITIES | BOTH | D30 | D3040 | D3040240 | CNRSE | CNRSE ST-FAC
MYP-191-FSR-40 | MAYPOR-191 | EXHAUST, ROOF, CENTRIFUGAL | Unknown | NO NAME PLATE | FACILITIES | BOTH | D30 | D3040 | D3040240 | CNRSE | CNRSE ST-FAC
MYP-191-FSR-42 | MAYPOR-191 | ROOF MOUNTED EXHAUST FAN, XP 4050CFM | LOREN COOK | 180CPA | FACILITIES | BOTH | D30 | D3040 | D3040240 | CNRSE | CNRSE ST-FAC
MYP-191-FSR-43 | MAYPOR-191 | ROOF MOUNTED EXHAUST FAN, XP 2250CFM | LOREN COOK | 150C15D150ACE | FACILITIES | BOTH | D30 | D3040 | D3040240 | CNRSE | CNRSE ST-FAC
MYP-191-FSR-44 | MAYPOR-191 | ROOF MOUNTED EXHAUST FAN, XP 1200CFM | LOREN COOK | 150C15D150ACE | FACILITIES | BOTH | D30 | D3040 | D3040240 | CNRSE | CNRSE ST-FAC
MYP-191-FSR-45 | MAYPOR-191 | ROOF MOUNTED EXHAUST FAN, XP 11400CFM | LOREN COOK | 402R10B402ACRU | FACILITIES | BOTH | D30 | D3040 | D3040240 | CNRSE | CNRSE ST-FAC
MYP-191-FSR-46 | MAYPOR-191 | ROOF MOUNTED EXHAUST FAN, 650CFM | LOREN COOK | 120C10D120ACE | FACILITIES | BOTH | D30 | D3040 | D3040240 | CNRSE | CNRSE ST-FAC
MYP-191-FSR-47 | MAYPOR-191 | ROOF MOUNTED EXHAUST FAN, XP 650CFM | LOREN COOK | 150RH15D150ACRUH | FACILITIES | BOTH | D30 | D3040 | D3040240 | CNRSE | CNRSE ST-FAC
MYP-191-FSR-48 | MAYPOR-191 | ROOF MOUNTED EXHAUST FAN, XP 150CFM | LOREN COOK | 100R15DM100ACRUM | FACILITIES | BOTH | D30 | D3040 | D3040240 | CNRSE | CNRSE ST-FAC
MYP-191-FSR-49 | MAYPOR-191 | ROOF MOUNTED EXHAUST FAN, XP 650CFM | LOREN COOK | 120C10D120ACE | FACILITIES | BOTH | D30 | D3040 | D3040240 | CNRSE | CNRSE ST-FAC
MYP-191-FSR-50 | MAYPOR-191 | ROOF MOUNTED EXHAUST FAN, XP 650CFM | LOREN COOK | 120C10D120ACE | FACILITIES | BOTH | D30 | D3040 | D3040240 | CNRSE | CNRSE ST-FAC
MYP-191-FSR-51 | MAYPOR-191 | ROOF MOUNTED EXHAUST FAN, XP 890CFM | LOREN COOK | 100CPA | FACILITIES | BOTH | D30 | D3040 | D3040240 | CNRSE | CNRSE ST-FAC
MYP-191-FSR-52 | MAYPOR-191 | ROOF MOUNTED EXHAUST FAN, XP 350CFM | LOREN COOK | 100C15DL100ACEL | FACILITIES | BOTH | D30 | D3040 | D3040240 | CNRSE | CNRSE ST-FAC
MYP-191-FSR-53 | MAYPOR-191 | ROOF MOUNTED EXHAUST FAN, XP 350CFM | LOREN COOK | 100C15DL100ACEL | FACILITIES | BOTH | D30 | D3040 | D3040240 | CNRSE | CNRSE ST-FAC
MYP-191-FSR-54 | MAYPOR-191 | ROOF MOUNTED EXHAUST FAN, XP 350CFM | LOREN COOK | 100C15DL100ACEL | FACILITIES | BOTH | D30 | D3040 | D3040240 | CNRSE | CNRSE ST-FAC
MYP-191-FSR-55 | MAYPOR-191 | ROOF MOUNTED EXHAUST FAN, XP 2250CFM | LOREN COOK | 150C15D150ACE | FACILITIES | BOTH | D30 | D3040 | D3040240 | CNRSE | CNRSE ST-FAC
MYP-191-FSR-56 | MAYPOR-191 | ROOF MOUNTED EXHAUST FAN, 9290CFM | LOREN COOK | 330RH10B330ACRUH | FACILITIES | BOTH | D30 | D3040 | D3040240 | CNRSE | CNRSE ST-FAC
MYP-192-FSR-00 | MAYPOR-192 | EXHAUST FAN, ROOFTOP | Unknown | NO NAME PLATE | FACILITIES | CIMU | D30 | D3040 | D3040240 | CNRSE | CNRSE ST-FAC
MYP-1960-FSR-01 | RIBBAY-1960 | EXHAUST FAN, IN-LINE | CARNES | VIBK15L1A1NL04SK1 | FACILITIES | BOTH | D30 | D3040 | D3040220 | CNRSE | CNRSE ST-FAC
MYP-1960-FSR-02 | RIBBAY-1960 | EXHAUST FAN, IN-LINE | CARNES | VIBK10L1A1NL04SK1 | FACILITIES | BOTH | D30 | D3040 | D3040220 | CNRSE | CNRSE ST-FAC
MYP-1960-FSR-03 | RIBBAY-1960 | EXHAUST FAN, IN-LINE | CARNES | VIBK10L1A1NL04SK1 | FACILITIES | BOTH | D30 | D3040 | D3040220 | CNRSE | CNRSE ST-FAC
MYP-1960-FSR-04 | RIBBAY-1960 | EXHAUST FAN, IN-LINE | CARNES | VIBK10L1A1NL04SK1 | FACILITIES | BOTH | D30 | D3040 | D3040220 | CNRSE | CNRSE ST-FAC
MYP-1960-KEA-01 | RIBBAY-1960 | KITCHEN EXHAUST | Unknown | Unknown | FACILITIES | BOTH | D30 | D3040 | D3040260 | CNRSE | CNRSE ST-FAC
MYP-1966-FSR-00 | MAYPOR-1966 | FAN SYSTEM, ROOF EXHAUST | Unknown | 4YU94 | FACILITIES | BOTH | D30 | D3040 | D3040240 | CNRSE | CNRSE ST-FAC
MYP-1981-DFL-01 | MAYPOR-1981 | FAN SYSTEM, CENTRIFUGAL IN-LINE 500 CFM | PENN VENTILATION | SX165BC | FACILITIES | BOTH | D30 | D3040 | D3040220 | CNRSE | CNRSE ST-FAC
MYP-1981-FSR-01 | MAYPOR-1981 | FAN SYSTEM, ROOF EXHAUST 2000 CFM | Unknown | Unknown | FACILITIES | BOTH | D30 | D3040 | D3040240 | CNRSE | CNRSE ST-FAC
MYP-1981-FSR-02 | MAYPOR-1981 | FAN SYSTEM, ROOF EXHAUST 2000 CFM | Unknown | Unknown | FACILITIES | BOTH | D30 | D3040 | D3040240 | CNRSE | CNRSE ST-FAC
MYP-1981-KEA-02 | MAYPOR-1981 | KITCHEN EXHAUST/MAKE-UP AIR | Unknown | Unknown | FACILITIES | BOTH | D30 | D3040 | D3040260 | CNRSE | CNRSE ST-FAC
MYP-1986-FSR-01 | MAYPOR-1986 | EXHAUST FAN-ROOF-Type: 8500 CFM ESTIMATED | Unknown | Unknown | FACILITIES | CIMU | D30 | D3040 | D3040240 | CNRSE | CNRSE ST-FAC
MYP-1986-FSR-03 | MAYPOR-1986 | Fan System, Roof Exhaust,8500 CFM | Unknown | Unknown | FACILITIES | CIMU | D30 | D3040 | D3040240 | CNRSE | CNRSE ST-FAC
MYP-1986-FSR-C01 | MAYPOR-1986 | EXHAUST FAN-STORAGE ROOM-Type: 1500 CFM-WALL MOUNT BULLSEYE | Unknown | Unknown | FACILITIES | CIMU | D30 | D3040 | D3040240 | CNRSE | CNRSE ST-FAC
MYP-1986-FSR-C02 | MAYPOR-1986 | EXHAUST FAN-FIRE RISER ROOM-Type: 1500 CFM-WALL MOUNT BULLSEYE | Unknown | Unknown | FACILITIES | CIMU | D30 | D3040 | D3040240 | CNRSE | CNRSE ST-FAC
MYP-1-FSR-00 | MAYPOR-1 | EXHAUST, ROOF, CENTRIFUGAL | LOREN COOK | 270 ACE | FACILITIES | BOTH | D30 | D3040 | D3040240 | CNRSE | CNRSE ST-FAC
MYP-1-FSR-01 | MAYPOR-1 | EXHAUST, ROOF, CENTRIFUGAL EF 1-4 | LOREN COOK | 100C2B | FACILITIES | BOTH | D30 | D3040 | D3040240 | CNRSE | CNRSE ST-FAC
MYP-1-FSR-02 | MAYPOR-1 | EXHAUST, ROOF, CENTRIFUGAL EF 2-1 | LOREN COOK | 80C2B | FACILITIES | BOTH | D30 | D3040 | D3040240 | CNRSE | CNRSE ST-FAC
MYP-1-FSR-03 | MAYPOR-1 | EXHAUST, ROOF, CENTRIFUGAL EF 2-2 | LOREN COOK | 100C2B | FACILITIES | BOTH | D30 | D3040 | D3040240 | CNRSE | CNRSE ST-FAC
MYP-1-FSR-04 | MAYPOR-1 | EXHAUST, ROOF, CENTRIFUGAL EF 2-3 | LOREN COOK | 120C2B | FACILITIES | BOTH | D30 | D3040 | D3040240 | CNRSE | CNRSE ST-FAC
MYP-1-FSR-05 | MAYPOR-1 | EXHAUST, ROOF, CENTRIFUGAL EF 2-6 | LOREN COOK | 70C2B | FACILITIES | BOTH | D30 | D3040 | D3040240 | CNRSE | CNRSE ST-FAC
MYP-1-FSR-06 | MAYPOR-1 | EXHAUST, ROOF, CENTRIFUGAL EF 2-8 | LOREN COOK | 210C4B | FACILITIES | BOTH | D30 | D3040 | D3040240 | CNRSE | CNRSE ST-FAC
MYP-1-FSR-07 | MAYPOR-1 | EXHAUST, ROOF, CENTRIFUGAL EF 3-4 | LOREN COOK | 150C2B | FACILITIES | BOTH | D30 | D3040 | D3040240 | CNRSE | CNRSE ST-FAC
MYP-1-FSR-08 | MAYPOR-1 | EXHAUST, ROOF, CENTRIFUGAL EF 3-3 | LOREN COOK | 70C2B | FACILITIES | BOTH | D30 | D3040 | D3040240 | CNRSE | CNRSE ST-FAC
MYP-1-FSR-09 | MAYPOR-1 | EXHAUST, ROOF, CENTRIFUGAL EF 3-2 | LOREN COOK | 120C2B | FACILITIES | BOTH | D30 | D3040 | D3040240 | CNRSE | CNRSE ST-FAC
MYP-2021-FSR-01 | MAYPOR-2021 | EXHAUST FAN, SIDEWALL | PENN VENTILATION | Unknown | FACILITIES | BOTH | D30 | D3040 | D3040240 | CNRSE | CNRSE ST-FAC
MYP-2021-FSR-02 | MAYPOR-2021 | EXHAUST FAN, SIDEWALL | PENN VENTILATION | Unknown | FACILITIES | BOTH | D30 | D3040 | D3040240 | CNRSE | CNRSE ST-FAC
MYP-2025-IES-01 | MAYPOR-2025 | INDUSTRIAL EXHAUST SYSTEM (7.5 HP) | Unknown | Unknown | FACILITIES | BOTH | D30 | D3090 | D3090901 | CNRSE | CNRSE ST-FAC
MYP-2038-DFL-01 | MAYPOR-2038 | EXHAUST FAN EF-1 | Unknown | Unknown | FACILITIES | BOTH | D30 | D3040 | D3040220 | CNRSE | CNRSE ST-FAC
MYP-2038-DFL-02 | MAYPOR-2038 | EXHAUST FAN EF-2 | Unknown | Unknown | FACILITIES | BOTH | D30 | D3040 | D3040220 | CNRSE | CNRSE ST-FAC
MYP-2039-FSR-01 | MAYPOR-2039 | EXHAUST FAN, ROOFTOP (800 CFM) | Unknown | DDD-11RSV | FACILITIES | BOTH | D30 | D3040 | D3040240 | CNRSE | CNRSE ST-FAC
MYP-2039-KEA-01 | MAYPOR-2039 | KITCHEN EXHAUST AIR UNIT | CAPTIVE AIR | NCA18BFT | FACILITIES | BOTH | D30 | D3040 | D3040260 | CNRSE | CNRSE ST-FAC
MYP-2051-DFL-00 | MAYPOR-2051 | FAC#" MP-2051Fan Exhaust, Direct Drive EF-1 Restroom | Unknown | Unknown | FACILITIES | BOTH | E10 | E1090 | E1090999 | CNRSE | CNRSE ST-FAC
MYP-2078-FSR-00 | MAYPOR-2078 | EXHAUST FAN, BELT DRIVE | Unknown | L180351 | FACILITIES | BOTH | D30 | D3040 | D3040240 | CNRSE | CNRSE ST-FAC
MYP-2078-FSR-01 | MAYPOR-2078 | EXHAUST FAN, BELT DRIVE | Unknown | L189060 | FACILITIES | BOTH | D30 | D3040 | D3040240 | CNRSE | CNRSE ST-FAC
MYP-2078-FSR-02 | MAYPOR-2078 | EXHAUST FAN, BELT DRIVE | Unknown | Unknown | FACILITIES | BOTH | D30 | D3040 | D3040240 | CNRSE | CNRSE ST-FAC
MYP-2078-FSR-03 | MAYPOR-2078 | EXHAUST FAN, BELT DRIVE | Unknown | Unknown | FACILITIES | BOTH | D30 | D3040 | D3040240 | CNRSE | CNRSE ST-FAC
MYP-2078-FSR-04 | MAYPOR-2078 | EXHAUST FAN, BELT DRIVE | ZEPHYR | Z102 | FACILITIES | BOTH | D30 | D3040 | D3040240 | CNRSE | CNRSE ST-FAC
MYP-2078-FSR-05 | MAYPOR-2078 | EXHAUST FAN, BELT DRIVE | ZEPHYR | 102HT | FACILITIES | BOTH | D30 | D3040 | D3040240 | CNRSE | CNRSE ST-FAC
MYP-2084-FSR-01 | MAYPOR-2084 | FAN SYSTEM, ROOF EXHAUST (800 CFM) | Unknown | Unknown | FACILITIES | BOTH | D30 | D3040 | D3040240 | CNRSE | CNRSE ST-FAC
MYP-2084-FSR-02 | MAYPOR-2084 | FAN SYSTEM, ROOF EXHAUST (800 CFM) | Unknown | Unknown | FACILITIES | BOTH | D30 | D3040 | D3040240 | CNRSE | CNRSE ST-FAC
MYP-2084-FSR-03 | MAYPOR-2084 | FAN SYSTEM, ROOF EXHAUST (800 CFM) | Unknown | Unknown | FACILITIES | BOTH | D30 | D3040 | D3040240 | CNRSE | CNRSE ST-FAC
MYP-2084-FSR-04 | MAYPOR-2084 | FAN SYSTEM, ROOF EXHAUST (800 CFM) | Unknown | Unknown | FACILITIES | BOTH | D30 | D3040 | D3040240 | CNRSE | CNRSE ST-FAC
MYP-2084-FSR-05 | MAYPOR-2084 | FAN SYSTEM, ROOF EXHAUST (800 CFM) | Unknown | Unknown | FACILITIES | BOTH | D30 | D3040 | D3040240 | CNRSE | CNRSE ST-FAC
MYP-2084-FSR-06 | MAYPOR-2084 | FAN SYSTEM, ROOF EXHAUST (800 CFM) | Unknown | Unknown | FACILITIES | BOTH | D30 | D3040 | D3040240 | CNRSE | CNRSE ST-FAC
MYP-2085-FHE-01 | MAYPOR-2085 | FUME HOOD EXHAUST SYSTEM, 6FT | Unknown | Unknown | FACILITIES | BOTH | D30 | D3090 | D3090310 | CNRSE | CNRSE ST-FAC
MYP-2085-FSR-01 | MAYPOR-2085 | ROOF MOUNTED EXHAUST FAN, 800 CFM | Unknown | Unknown | FACILITIES | BOTH | D30 | D3040 | D3040240 | CNRSE | CNRSE ST-FAC
MYP-2085-FSR-02 | MAYPOR-2085 | ROOF MOUNTED EXHAUST FAN, 800 CFM | Unknown | Unknown | FACILITIES | BOTH | D30 | D3040 | D3040240 | CNRSE | CNRSE ST-FAC
MYP-2085-WLV-003 | MAYPOR-2085 | FUME HOOD EXHAUST SYSTEM, 6FT | Unknown | Unknown | FACILITIES | CIMU | D30 | D3090 | D3090310 | CNRSE | CNRSE ST-FAC
MYP-2148-ELA-01 | MAYPOR-2148 | LOUVER | NAILOR | 1606DHPM | FACILITIES | BOTH | B20 | B2010 | B2010410 | CNRSE | CNRSE ST-FAC
MYP-2148-IES-01 | MAYPOR-2148 | INDUSTRIAL EXHAUST SYSTEM | Unknown | S & P USA CM 12-1/2 | FACILITIES | BOTH | D30 | D3090 | D3090901 | CNRSE | CNRSE ST-FAC
MYP-2210-FSU-C01 | MAYPOR-2210 | EXHAUST FAN-ROOF-Type: 10,000 CFM | Unknown | Unknown | FACILITIES | CIMU | D30 | D3040 | D3040230 | CNRSE | CNRSE ST-FAC
MYP-2211-FSR-001 | MAYPOR-2211 | EXHAUST FAN-Type: 500 CFM | Unknown | Unknown | FACILITIES | BOTH | D30 | D3040 | D3040240 | CNRSE | CNRSE ST-FAC
MYP-2215-FSR-00 | MAYPOR-2215 | EXHAUST FAN | Unknown | Unknown | FACILITIES | BOTH | E10 | E1090 | E1090999 | CNRSE | CNRSE ST-FAC
MYP-2215-FSR-01 | MAYPOR-2215 | EXHAUST FAN | Unknown | Unknown | FACILITIES | BOTH | E10 | E1090 | E1090999 | CNRSE | CNRSE ST-FAC
MYP-2215-IES-01 | MAYPOR-2215 | INDUSTRIAL EXHAUST SYSTEM, 1.5 HP | JENCO FAN | SQD15S0G | FACILITIES | BOTH | D30 | D3090 | D3090901 | CNRSE | CNRSE ST-FAC
MYP-2287-DFL-01 | RIBBAY-2287 | EXHAUST FAN, EF-3 | GREENHECK FAN | SQ-120-A | FACILITIES | BOTH | D30 | D3040 | D3040220 | CNRSE | CNRSE ST-FAC
MYP-2287-KEA-01 | RIBBAY-2287 | KITCHEN EXHAUST, EF-1 | GREENHECK FAN | GHB-180-15-G | FACILITIES | BOTH | D30 | D3040 | D3040260 | CNRSE | CNRSE ST-FAC
MYP-2287-KEA-02 | RIBBAY-2287 | KITCHEN EXHAUST, EF-2 | GREENHECK FAN | CW-101-A-X | FACILITIES | BOTH | D30 | D3040 | D3040260 | CNRSE | CNRSE ST-FAC
MYP-234-FCW-01 | MAYPOR-234 | WALL EXHAUST FAN, CENTRIFUGAL | Unknown | Unknown | FACILITIES | BOTH | D30 | D3040 | D3040245 | CNRSE | CNRSE ST-FAC
MYP-234-FCW-02 | MAYPOR-234 | WALL EXHAUST FAN, CENTRIFUGAL | Unknown | Unknown | FACILITIES | BOTH | D30 | D3040 | D3040245 | CNRSE | CNRSE ST-FAC
MYP-243-FSR-00 | MAYPOR-243 | ROOF MOUNTED EXHAUST FAN, 800 CFM | COOK | 300VCR 300V10B | FACILITIES | BOTH | D30 | D3040 | D3040240 | CNRSE | CNRSE ST-FAC
MYP-243-FSR-01 | MAYPOR-243 | ROOF MOUNTED EXHAUST FAN, 800 CFM | Unknown | 120 ACE 120C10D | FACILITIES | BOTH | D30 | D3040 | D3040240 | CNRSE | CNRSE ST-FAC
MYP-243-FSR-02 | MAYPOR-243 | ROOF MOUNTED EXHAUST FAN, 800 CFM | COOK | 100 ACEH 100C10DH | FACILITIES | BOTH | D30 | D3040 | D3040240 | CNRSE | CNRSE ST-FAC
MYP-243-FSR-04 | MAYPOR-243 | ROOF MOUNTED EXHAUST FAN, 800 CFM | COOK | 135 ACE 135C10D | FACILITIES | BOTH | D30 | D3040 | D3040240 | CNRSE | CNRSE ST-FAC
MYP-243-FSR-05 | MAYPOR-243 | ROOF MOUNTED EXHAUST FAN, 800 CFM | COOK | 90ACEH-90C15DH | FACILITIES | BOTH | D30 | D3040 | D3040240 | CNRSE | CNRSE ST-FAC
MYP-244-FRS-00 | MAYPOR-244 | EXHAUST FAN, ROOFTOP | AMERICAN COOL AIR | CRDR13F11D1151 | FACILITIES | BOTH | D30 | D3040 | D3040240 | CNRSE | CNRSE ST-FAC
MYP-244-FRS-01 | MAYPOR-244 | EXHAUST FAN, ROOFTOP | Unknown | Unknown | FACILITIES | BOTH | D30 | D3040 | D3040240 | CNRSE | CNRSE ST-FAC
MYP-244-FRS-02 | MAYPOR-244 | EXHAUST FAN, ROOFTOP | PENN | DX-12B | FACILITIES | BOTH | D30 | D3040 | D3040240 | CNRSE | CNRSE ST-FAC
MYP-244-FRS-03 | MAYPOR-244 | EXHAUST FAN, ROOFTOP | PENN | DX-11B | FACILITIES | BOTH | D30 | D3040 | D3040240 | CNRSE | CNRSE ST-FAC
MYP-244-FRS-04 | MAYPOR-244 | EXHAUST FAN, ROOFTOP | PENN | DX-11B | FACILITIES | BOTH | D30 | D3040 | D3040240 | CNRSE | CNRSE ST-FAC
MYP-244-FRS-05 | MAYPOR-244 | EXHAUST FAN, ROOFTOP | DAYTON | 2C913D | FACILITIES | BOTH | D30 | D3040 | D3040240 | CNRSE | CNRSE ST-FAC
MYP-244-FRS-06 | MAYPOR-244 | EXHAUST FAN, ROOFTOP | Unknown | NO NAME PLATE | FACILITIES | BOTH | D30 | D3040 | D3040240 | CNRSE | CNRSE ST-FAC
MYP-244-KEA-00 | MAYPOR-244 | KITCHEN EXHAUST FAN, ROOFTOP | LOREN COOK | 180 VCR 180V7B | FACILITIES | BOTH | D30 | D3040 | D3040260 | CNRSE | CNRSE ST-FAC
MYP-245-FSU-00 | MAYPOR-245 | FAN, BATHROOM EXHAUST | Unknown | NO NAME PLATE | FACILITIES | CIMU | D30 | D3040 | D3040230 | CNRSE | CNRSE ST-FAC
MYP-245-FSU-01 | MAYPOR-245 | FAN, DISHWASHER EXHUAST | Unknown | NO NAME PLATE | FACILITIES | CIMU | D30 | D3040 | D3040230 | CNRSE | CNRSE ST-FAC
MYP-245-KEA-00 | MAYPOR-245 | FAN, KITCHEN EXHAUST | Unknown | BDU-20 | FACILITIES | CIMU | D30 | D3040 | D3040260 | CNRSE | CNRSE ST-FAC
MYP-2465-FSR-01 | MAYPOR-2465 | FAN SYSTEM, ROOF EXHAUST 8.5 CFM | Unknown | Unknown | FACILITIES | BOTH | D30 | D3040 | D3040240 | CNRSE | CNRSE ST-FAC
MYP-2465-FSR-02 | MAYPOR-2465 | FAN SYSTEM, ROOF EXHAUST 8.5 CFM | Unknown | Unknown | FACILITIES | BOTH | D30 | D3040 | D3040240 | CNRSE | CNRSE ST-FAC
MYP-2482-IES-01 | MAYPOR-2482 | INDUSTRIAL EXHAUST SYSTEM (1000 CFM) | FANTECH | 2VLD20B1 | FACILITIES | BOTH | D30 | D3090 | D3090901 | CNRSE | CNRSE ST-FAC
MYP-2517-DFL-02 | MAYPOR-2517 | CEILING MOUNTED EXHAUST FAN | LOREN COOK | GEMENI 100 | FACILITIES | BOTH | E10 | E1090 | E1090999 | CNRSE | CNRSE ST-FAC
MYP-2517-DFL-03 | MAYPOR-2517 | CEILING MOUNTED EXHAUST FAN | LOREN COOK | GEMENI 100 | FACILITIES | BOTH | E10 | E1090 | E1090999 | CNRSE | CNRSE ST-FAC
MYP-2517-FSR-00 | MAYPOR-2517 | WALL MOUNTED EXHAUST FAN | LOREN COOK | Unknown | FACILITIES | BOTH | E10 | E1090 | E1090999 | CNRSE | CNRSE ST-FAC
MYP-2517-FSR-01 | MAYPOR-2517 | WALL MOUNTED EXHAUST FAN | LOREN COOK | Unknown | FACILITIES | BOTH | E10 | E1090 | E1090999 | CNRSE | CNRSE ST-FAC
MYP-2517-FSR-02 | MAYPOR-2517 | WALL MOUNTED EXHAUST FAN | LOREN COOK | Unknown | FACILITIES | BOTH | E10 | E1090 | E1090999 | CNRSE | CNRSE ST-FAC
MYP-2517-FSR-03 | MAYPOR-2517 | WALL MOUNTED EXHAUST FAN | LOREN COOK | Unknown | FACILITIES | BOTH | E10 | E1090 | E1090999 | CNRSE | CNRSE ST-FAC
MYP-2517-FSR-04 | MAYPOR-2517 | WALL MOUNTED EXHAUST FAN | LOREN COOK | Unknown | FACILITIES | BOTH | E10 | E1090 | E1090999 | CNRSE | CNRSE ST-FAC
MYP-2517-FSR-05 | MAYPOR-2517 | WALL MOUNTED EXHAUST FAN | LOREN COOK | Unknown | FACILITIES | BOTH | E10 | E1090 | E1090999 | CNRSE | CNRSE ST-FAC
MYP-2517-FSR-06 | MAYPOR-2517 | WALL MOUNTED EXHAUST FAN | LOREN COOK | Unknown | FACILITIES | BOTH | E10 | E1090 | E1090999 | CNRSE | CNRSE ST-FAC
MYP-2528-FSU-01 | MAYPOR-2528 | EXHAUST FAN 1 OF 2 | Unknown | Unknown | FACILITIES | BOTH | D30 | D3040 | D3040230 | CNRSE | CNRSE ST-FAC
MYP-2528-FSU-02 | MAYPOR-2528 | EXHAUST FAN 2 OF 2 | Unknown | Unknown | FACILITIES | BOTH | D30 | D3040 | D3040230 | CNRSE | CNRSE ST-FAC
MYP-2548-FSR-00 | MAYPOR-2548 | EXHAUST FAN | Unknown | Unknown | FACILITIES | BOTH | E10 | E1090 | E1090999 | CNRSE | CNRSE ST-FAC
MYP-2548-FSR-01 | MAYPOR-2548 | EXHAUST FAN | Unknown | Unknown | FACILITIES | BOTH | E10 | E1090 | E1090999 | CNRSE | CNRSE ST-FAC
MYP-2548-FSR-02 | MAYPOR-2548 | EXHAUST FAN | Unknown | Unknown | FACILITIES | BOTH | E10 | E1090 | E1090999 | CNRSE | CNRSE ST-FAC
MYP-2548-FSR-03 | MAYPOR-2548 | EXHAUST FAN | Unknown | Unknown | FACILITIES | BOTH | E10 | E1090 | E1090999 | CNRSE | CNRSE ST-FAC
MYP-2548-FSR-04 | MAYPOR-2548 | EXHAUST FAN | Unknown | Unknown | FACILITIES | BOTH | E10 | E1090 | E1090999 | CNRSE | CNRSE ST-FAC
MYP-2548-FSU-00 | MAYPOR-2548 | EXHAUST FAN | Unknown | Unknown | FACILITIES | BOTH | E10 | E1090 | E1090999 | CNRSE | CNRSE ST-FAC
MYP-2548-FSU-01 | MAYPOR-2548 | EXHAUST FAN | Unknown | Unknown | FACILITIES | BOTH | E10 | E1090 | E1090999 | CNRSE | CNRSE ST-FAC
MYP-2548-FSU-02 | MAYPOR-2548 | EXHAUST FAN | Unknown | Unknown | FACILITIES | BOTH | E10 | E1090 | E1090999 | CNRSE | CNRSE ST-FAC
MYP-2548-FSU-03 | MAYPOR-2548 | EXHAUST FAN | Unknown | Unknown | FACILITIES | BOTH | E10 | E1090 | E1090999 | CNRSE | CNRSE ST-FAC
MYP-2548-FSU-04 | MAYPOR-2548 | EXHAUST FAN | Unknown | Unknown | FACILITIES | BOTH | E10 | E1090 | E1090999 | CNRSE | CNRSE ST-FAC
MYP-2549-FSU-00 | MAYPOR-2549 | EXHAUST FAN WALL MOUNT | COOK | 195 ACW 195 W4B | FACILITIES | BOTH | E10 | E1090 | E1090999 | CNRSE | CNRSE ST-FAC
MYP-2549-FSU-01 | MAYPOR-2549 | EXHAUST FAN WALL MOUNT | COOK | 195 ACW 195 W4B | FACILITIES | BOTH | E10 | E1090 | E1090999 | CNRSE | CNRSE ST-FAC
MYP-2549-FSU-02 | MAYPOR-2549 | EXHAUST FAN WALL MOUNT | COOK | 195 ACW 195 W4B | FACILITIES | BOTH | E10 | E1090 | E1090999 | CNRSE | CNRSE ST-FAC
MYP-2549-FSU-03 | MAYPOR-2549 | EXHAUST FAN WALL MOUNT | COOK | 195 ACW 195 W4B | FACILITIES | BOTH | E10 | E1090 | E1090999 | CNRSE | CNRSE ST-FAC
MYP-25-FSR-01 | MAYPOR-25 | FAN SYSTEM, ROOF EXHAUST (800 CFM) | Unknown | Unknown | FACILITIES | CIMU | D30 | D3040 | D3040240 | CNRSE | CNRSE ST-FAC
MYP-25-GES-01 | MAYPOR-25 | GARAGE EXHAUST SYSTEMS (SINGLE 3" OUTLET) | Unknown | Unknown | FACILITIES | BOTH | D30 | D3090 | D3090320 | CNRSE | CNRSE ST-FAC
MYP-26528 | N60201 | FAC#" MP-1906 EXHAUST FAN BELT A-41 | Unknown | Unknown | FACILITIES | BOTH | E10 | E1090 | E1090999 | CNRSE | CNRSE ST-FAC
MYP-265-FSU-00 | MAYPOR-265 | BELT DRIVE FAN SYSTEM, 2000 CFM | Unknown | NO NAME PLATE | FACILITIES | CIMU | D30 | D3040 | D3040230 | CNRSE | CNRSE ST-FAC
MYP-2788-IES-01 | MAYPOR-2788 | INDUSTRIAL EXHAUST SYSTEM | Unknown | FERBER SHEET METAL WORKS | FACILITIES | BOTH | D30 | D3090 | D3090901 | CNRSE | CNRSE ST-FAC
MYP-2788-IES-02 | MAYPOR-2788 | INDUSTRIAL EXHAUST SYSTEM | Unknown | FERBER SHEET METAL WORKS | FACILITIES | BOTH | D30 | D3090 | D3090901 | CNRSE | CNRSE ST-FAC
MYP-2789-IES-01 | MAYPOR-2789 | INDUSTRIAL EXHAUST SYSTEM | Unknown | FERBER SHEET METAL WORKS | FACILITIES | BOTH | D30 | D3090 | D3090901 | CNRSE | CNRSE ST-FAC
MYP-2789-IES-02 | MAYPOR-2789 | INDUSTRIAL EXHAUST SYSTEM | Unknown | FERBER SHEET METAL WORKS | FACILITIES | BOTH | D30 | D3090 | D3090901 | CNRSE | CNRSE ST-FAC
MYP-298-FSR-00 | MAYPOR-298 | EXHAUST FAN, ROOFTOP SF-3 | FANTECH | 5DDD10AA | FACILITIES | BOTH | D30 | D3040 | D3040240 | CNRSE | CNRSE ST-FAC
MYP-298-FSR-01 | MAYPOR-298 | EXHAUST FAN, ROOFTOP SF-4 | FANTECH | 5DDD10AA | FACILITIES | BOTH | D30 | D3040 | D3040240 | CNRSE | CNRSE ST-FAC
MYP-298-FSR-02 | MAYPOR-298 | EXHAUST FAN, ROOFTOP SF-5 | FANTECH | 5DDD10AA | FACILITIES | BOTH | D30 | D3040 | D3040240 | CNRSE | CNRSE ST-FAC
MYP-338-FSR-00 | MAYPOR-338 | FAN SYSTEM, ROOF EXHAUST (2000 CFM) | DAYTON | 4YY14 | FACILITIES | BOTH | D30 | D3040 | D3040240 | CNRSE | CNRSE ST-FAC
MYP-338-FSR-01 | MAYPOR-338 | FAN SYSTEM, ROOF EXHAUST (800 CFM) | FANTECH | NO NAME PLATE | FACILITIES | BOTH | D30 | D3040 | D3040240 | CNRSE | CNRSE ST-FAC
MYP-338-FSR-02 | MAYPOR-338 | FAN SYSTEM, ROOF EXHAUST (2000CFM) | Unknown | NO NAME PLATE | FACILITIES | BOTH | D30 | D3040 | D3040240 | CNRSE | CNRSE ST-FAC
MYP-338-FSR-03 | MAYPOR-338 | FAN SYSTEM, ROOF EXHAUST (800CFM) | AMERICAN COOL AIR | CRDA13F11D1151 | FACILITIES | BOTH | D30 | D3040 | D3040240 | CNRSE | CNRSE ST-FAC
MYP-338-FSR-04 | MAYPOR-338 | FAN SYSTEM, ROOF EXHAUST (2000 CFM) | INTERTEK | NCA18F | FACILITIES | BOTH | D30 | D3040 | D3040240 | CNRSE | CNRSE ST-FAC
MYP-338-FSR-05 | MAYPOR-338 | FAN SYSTEM, ROOF EXHAUST (2000 CFM) | PENN VENTILATION | 5DDD12CA | FACILITIES | BOTH | D30 | D3040 | D3040240 | CNRSE | CNRSE ST-FAC
MYP-338-FSR-06 | MAYPOR-338 | FAN SYSTEM, ROOF EXHAUST (2000 CFM) | PENN VENTILATION | 5BDU15EB | FACILITIES | BOTH | D30 | D3040 | D3040240 | CNRSE | CNRSE ST-FAC
MYP-338-FSR-17 | MAYPOR-338 | FAN SYSTEM, ROOF EXHAUST | Unknown | Unknown | FACILITIES | BOTH | D30 | D3040 | D3040240 | CNRSE | CNRSE ST-FAC
MYP-338-FSR-18 | MAYPOR-338 | FAN SYSTEM, ROOF EXHAUST | Unknown | Unknown | FACILITIES | BOTH | D30 | D3040 | D3040240 | CNRSE | CNRSE ST-FAC
MYP-338-FSR-19 | MAYPOR-338 | FAN SYSTEM, ROOF EXHAUST | Unknown | Unknown | FACILITIES | BOTH | D30 | D3040 | D3040240 | CNRSE | CNRSE ST-FAC
MYP-338-FSR-21 | MAYPOR-338 | FAN SYSTEM, ROOF EXHAUST | Unknown | Unknown | FACILITIES | BOTH | D30 | D3040 | D3040240 | CNRSE | CNRSE ST-FAC
MYP-338-FSR-22 | MAYPOR-338 | FAN SYSTEM, ROOF EXHAUST | Unknown | Unknown | FACILITIES | BOTH | D30 | D3040 | D3040240 | CNRSE | CNRSE ST-FAC
MYP-338-FSR-23 | MAYPOR-338 | FAN SYSTEM, ROOF EXHAUST | Unknown | Unknown | FACILITIES | BOTH | D30 | D3040 | D3040240 | CNRSE | CNRSE ST-FAC
MYP-338-KEA-00 | MAYPOR-338 | KITCHEN EXHAUST/MAKE-UP AIR (2000 CFM) | Unknown | A1-G10-MPU | FACILITIES | BOTH | D30 | D3040 | D3040260 | CNRSE | CNRSE ST-FAC
MYP-349-FSR-00 | MAYPOR-349 | EXHAUST FAN, SIDEWALL | Unknown | NO NAME PLATE | FACILITIES | CIMU | D30 | D3040 | D3040240 | CNRSE | CNRSE ST-FAC
MYP-350-DFL-00 | MAYPOR-350 | FAN, AXIAL FLOW | Unknown | NO NAME PLATE | FACILITIES | CIMU | D30 | D3040 | D3040220 | CNRSE | CNRSE ST-FAC
MYP-350-FSR-00 | MAYPOR-350 | EXHAUST FAN, ROOFTOP | FLOAIRE | NOT LEGIBLE | FACILITIES | CIMU | D30 | D3040 | D3040240 | CNRSE | CNRSE ST-FAC
MYP-350-FSR-01 | MAYPOR-350 | EXHAUST FAN, ROOFTOP | FANTECH | 5BDU10BB | FACILITIES | CIMU | D30 | D3040 | D3040240 | CNRSE | CNRSE ST-FAC
MYP-350-FSR-02 | MAYPOR-350 | EXHAUST FAN, ROOFTOP | AMERICAN COOL AIR | NO NAME PLATE | FACILITIES | CIMU | D30 | D3040 | D3040240 | CNRSE | CNRSE ST-FAC
MYP-350-FSR-03 | MAYPOR-350 | EXHAUST FAN, ROOFTOP | AMERICAN COOL AIR | NO NAME PLATE | FACILITIES | CIMU | D30 | D3040 | D3040240 | CNRSE | CNRSE ST-FAC
MYP-351-FSR-00 | MAYPOR-351 | EXHAUST, ROOF, CENTRIFUGAL | FANTECH | 5BDD15BD | FACILITIES | CIMU | D30 | D3040 | D3040240 | CNRSE | CNRSE ST-FAC
MYP-354-DFL-00 | MAYPOR-354 | FAN, SIDEWALL | LOREN COOK | 100W10DH | FACILITIES | CIMU | D30 | D3040 | D3040220 | CNRSE | CNRSE ST-FAC
MYP-354-FSR-00 | MAYPOR-354 | EXHAUST, ROOF, CENTRIFUGAL | Unknown | NO NAME PLATE | FACILITIES | CIMU | D30 | D3040 | D3040240 | CNRSE | CNRSE ST-FAC
MYP-365-FSR-00 | MAYPOR-365 | EXHAUST FAN, ROOFTOP 800 CFM | INTERTEK | DDAR10BDD | FACILITIES | BOTH | D30 | D3040 | D3040240 | CNRSE | CNRSE ST-FAC
MYP-365-FSR-01 | MAYPOR-365 | EXHAUST FAN, ROOFTOP 800 CFM | CARNES | VEBK06L?A1NA20SPCX | FACILITIES | BOTH | D30 | D3040 | D3040240 | CNRSE | CNRSE ST-FAC
MYP-365-FSR-02 | MAYPOR-365 | EXHAUST FAN, ROOFTOP 800 CFM | Unknown | NO NAME PLATE | FACILITIES | BOTH | D30 | D3040 | D3040240 | CNRSE | CNRSE ST-FAC
MYP-365-FSR-03 | MAYPOR-365 | EXHAUST FAN, ROOFTOP, 800 CFM | FLOAIRE | DDAR10 BDD | FACILITIES | BOTH | D30 | D3040 | D3040240 | CNRSE | CNRSE ST-FAC
MYP-365-FSR-04 | MAYPOR-365 | EXHAUST FAN, ROOFTOP, KITCHEN, 800 CFM | JENNFAN | 1430BRT0-D | FACILITIES | BOTH | D30 | D3040 | D3040240 | CNRSE | CNRSE ST-FAC
MYP-392-FSR-01 | MAYPOR-392 | EXHAUST, ROOF, CENTRIFUGAL | Unknown | NO NAME PLATE | FACILITIES | BOTH | D30 | D3040 | D3040240 | CNRSE | CNRSE ST-FAC
MYP-413-FSR-01 | MAYPOR-413 | EXHAUST FAN, ROOFTOP | FLOAIRE | DDAR14 | FACILITIES | BOTH | D30 | D3040 | D3040240 | CNRSE | CNRSE ST-FAC
MYP-414-FSR-01 | MAYPOR-414 | EXHAUST FAN, ROOFTOP | Unknown | NO NAME PLATE | FACILITIES | BOTH | D30 | D3040 | D3040240 | CNRSE | CNRSE ST-FAC
MYP-414-FSR-02 | MAYPOR-414 | EXHAUST FAN, ROOFTOP | Unknown | NO NAME PLATE | FACILITIES | BOTH | D30 | D3040 | D3040240 | CNRSE | CNRSE ST-FAC
MYP-414-FSR-03 | MAYPOR-414 | EXHAUST FAN, ROOFTOP | DAYTON | 4YC88G | FACILITIES | BOTH | D30 | D3040 | D3040240 | CNRSE | CNRSE ST-FAC
MYP-436-FSR-01 | MAYPOR-436 | EXHAUST FAN, ROOFTOP | FLOAIRE | DR25 | FACILITIES | BOTH | D30 | D3040 | D3040240 | CNRSE | CNRSE ST-FAC
MYP-436-FSR-02 | MAYPOR-436 | EXHAUST FAN, ROOFTOP | FLOAIRE | DR25 | FACILITIES | BOTH | D30 | D3040 | D3040240 | CNRSE | CNRSE ST-FAC
MYP-436-FSR-03 | MAYPOR-436 | EXHAUST FAN, SIDE WALL | Unknown | NO NAME PLATE | FACILITIES | BOTH | D30 | D3040 | D3040240 | CNRSE | CNRSE ST-FAC
MYP-448-FSR-01 | MAYPOR-448 | EXHAUST FAN, SIDEWALL | COOK | 70 ACWM 70W15DM | FACILITIES | BOTH | D30 | D3040 | D3040240 | CNRSE | CNRSE ST-FAC
MYP-448-FSR-02 | MAYPOR-448 | EXHAUST FAN, ROOFTOP | ILG | CRBCA130D1231 | FACILITIES | BOTH | D30 | D3040 | D3040240 | CNRSE | CNRSE ST-FAC
MYP-448-FSR-03 | MAYPOR-448 | EXHAUST FAN, ROOFTOP | ILG | CRBCA130D1231 | FACILITIES | BOTH | D30 | D3040 | D3040240 | CNRSE | CNRSE ST-FAC
MYP-448-FSR-04 | MAYPOR-448 | EXHAUST FAN, ROOFTOP | FLOAIRE | DR12H | FACILITIES | BOTH | D30 | D3040 | D3040240 | CNRSE | CNRSE ST-FAC
MYP-448-FSR-05 | MAYPOR-448 | EXHAUST FAN, ROOFTOP | DAYTON | 4YU93 | FACILITIES | BOTH | D30 | D3040 | D3040240 | CNRSE | CNRSE ST-FAC
MYP-448-FSR-06 | MAYPOR-448 | EXHAUST FAN, ROOFTOP | Unknown | NO NAME PLATE | FACILITIES | BOTH | D30 | D3040 | D3040240 | CNRSE | CNRSE ST-FAC
MYP-90-FSR-01 | MAYPOR-90 | ROOF MOUNTED EXHAUST FAN, 800 CFM | Unknown | Unknown | FACILITIES | BOTH | D30 | D3040 | D3040240 | CNRSE | CNRSE ST-FAC
MYP-90-FSR-02 | MAYPOR-90 | ROOF MOUNTED EXHAUST FAN, 2000 CFM | Unknown | Unknown | FACILITIES | BOTH | D30 | D3040 | D3040240 | CNRSE | CNRSE ST-FAC
MYP-1585-FSR-01 | MAYPOR-1585 | FAN EXHAUST , BELT DRIVE | DAYTON | 4YY11 | FACILITIES | BOTH | D30 | D3040 | D3040240 | CNRSE | CNRSE ST-UH
MYP-1585-FSR-02 | MAYPOR-1585 | FAN EXHAUST , BELT DRIVE, ROOF, PENTHOUSE | Unknown | 4HX89A | FACILITIES | BOTH | D30 | D3040 | D3040240 | CNRSE | CNRSE ST-UH
MYP-1585-FSR-04 | MAYPOR-1585 | FAN EXHAUST , BELT DRIVE | DAYTON | 4YY11 | FACILITIES | BOTH | D30 | D3040 | D3040240 | CNRSE | CNRSE ST-UH
MYP-1586-FSR-01 | MAYPOR-1586 | EXHAUST FAN, ROOFTOP | LOREN COOK | 80C2B | FACILITIES | BOTH | D30 | D3040 | D3040240 | CNRSE | CNRSE ST-UH
MYP-1586-FSR-02 | MAYPOR-1586 | EXHAUST FAN, ROOFTOP | LOREN COOK | 80C2B | FACILITIES | BOTH | D30 | D3040 | D3040240 | CNRSE | CNRSE ST-UH
MYP-1586-FSR-03 | MAYPOR-1586 | EXHAUST FAN, ROOFTOP | LOREN COOK | 80C2B | FACILITIES | BOTH | D30 | D3040 | D3040240 | CNRSE | CNRSE ST-UH
MYP-1586-FSR-04 | MAYPOR-1586 | EXHAUST FAN, ROOFTOP | LOREN COOK | 80C2B | FACILITIES | BOTH | D30 | D3040 | D3040240 | CNRSE | CNRSE ST-UH
MYP-1586-FSR-05 | MAYPOR-1586 | EXHAUST FAN, ROOFTOP | LOREN COOK | 70C2B | FACILITIES | BOTH | D30 | D3040 | D3040240 | CNRSE | CNRSE ST-UH
MYP-1586-FSR-06 | MAYPOR-1586 | EXHAUST FAN, ROOFTOP | LOREN COOK | 70C2B | FACILITIES | BOTH | D30 | D3040 | D3040240 | CNRSE | CNRSE ST-UH
MYP-1586-FSR-07 | MAYPOR-1586 | EXHAUST FAN, ROOFTOP | LOREN COOK | 80C2B | FACILITIES | BOTH | D30 | D3040 | D3040240 | CNRSE | CNRSE ST-UH
MYP-1586-FSR-08 | MAYPOR-1586 | EXHAUST FAN, ROOFTOP | LOREN COOK | 80C2B | FACILITIES | BOTH | D30 | D3040 | D3040240 | CNRSE | CNRSE ST-UH
MYP-1586-FSR-09 | MAYPOR-1586 | EXHAUST FAN, ROOFTOP | LOREN COOK | 80C2B | FACILITIES | BOTH | D30 | D3040 | D3040240 | CNRSE | CNRSE ST-UH
MYP-1586-FSR-10 | MAYPOR-1586 | EXHAUST FAN, ROOFTOP | LOREN COOK | 80C2B | FACILITIES | BOTH | D30 | D3040 | D3040240 | CNRSE | CNRSE ST-UH
MYP-1586-FSR-11 | MAYPOR-1586 | EXHAUST FAN, ROOFTOP | LOREN COOK | 80C2B | FACILITIES | BOTH | D30 | D3040 | D3040240 | CNRSE | CNRSE ST-UH
MYP-1586-FSR-12 | MAYPOR-1586 | EXHAUST FAN, ROOFTOP | LOREN COOK | 80C2B | FACILITIES | BOTH | D30 | D3040 | D3040240 | CNRSE | CNRSE ST-UH
MYP-1586-FSR-13 | MAYPOR-1586 | EXHAUST FAN, ROOFTOP | LOREN COOK | 80C2B | FACILITIES | BOTH | D30 | D3040 | D3040240 | CNRSE | CNRSE ST-UH
MYP-1586-FSR-14 | MAYPOR-1586 | EXHAUST FAN, ROOFTOP | LOREN COOK | 80C2B | FACILITIES | BOTH | D30 | D3040 | D3040240 | CNRSE | CNRSE ST-UH
MYP-1586-FSR-15 | MAYPOR-1586 | EXHAUST FAN, ROOFTOP | Unknown | NO NAME PLATE | FACILITIES | BOTH | D30 | D3040 | D3040240 | CNRSE | CNRSE ST-UH
MYP-1587-DFL-00 | MAYPOR-1587 | IN-LINE CENTRIFUGAL FAN SYSTEM, CFM | Unknown | Unknown | FACILITIES | BOTH | D30 | D3040 | D3040220 | CNRSE | CNRSE ST-UH
MYP-1587-FSR-01 | MAYPOR-1587 | FAN EXHAUST , DIRECT DRIVE, ROOF - | FANTECH | 5DDD085A | FACILITIES | BOTH | D30 | D3040 | D3040240 | CNRSE | CNRSE ST-UH
MYP-1587-FSR-02 | MAYPOR-1587 | FAN EXHAUST , DIRECT DRIVE, ROOF - | FANTECH | 5DDD085A | FACILITIES | BOTH | D30 | D3040 | D3040240 | CNRSE | CNRSE ST-UH
MYP-1587-FSR-03 | MAYPOR-1587 | FAN EXHAUST , DIRECT DRIVE, ROOF - | FANTECH | 5DDD085A | FACILITIES | BOTH | D30 | D3040 | D3040240 | CNRSE | CNRSE ST-UH
MYP-1587-FSR-04 | MAYPOR-1587 | FAN EXHAUST , DIRECT DRIVE, ROOF - | FANTECH | 5DDD085A | FACILITIES | BOTH | D30 | D3040 | D3040240 | CNRSE | CNRSE ST-UH
MYP-1587-FSR-05 | MAYPOR-1587 | FAN EXHAUST , BELT DRIVE (A-45 ONE EACH) ROOF, PENTHOUSE | DAYTON | 4YY11 | FACILITIES | BOTH | D30 | D3040 | D3040240 | CNRSE | CNRSE ST-UH
MYP-1587-FSR-06 | MAYPOR-1587 | FAN EXHAUST , DIRECT DRIVE, ROOF - | FANTECH | 5DDD085A | FACILITIES | BOTH | D30 | D3040 | D3040240 | CNRSE | CNRSE ST-UH
MYP-1587-FSR-07 | MAYPOR-1587 | FAN EXHAUST , DIRECT DRIVE, ROOF - | FANTECH | 5DDD085A | FACILITIES | BOTH | D30 | D3040 | D3040240 | CNRSE | CNRSE ST-UH
MYP-1587-FSR-08 | MAYPOR-1587 | FAN EXHAUST , DIRECT DRIVE, ROOF - | FANTECH | 5DDD085A | FACILITIES | BOTH | D30 | D3040 | D3040240 | CNRSE | CNRSE ST-UH
MYP-1587-FSR-10 | MAYPOR-1587 | FAN EXHAUST , DIRECT DRIVE, ROOF - | FANTECH | 5DDD085A | FACILITIES | BOTH | D30 | D3040 | D3040240 | CNRSE | CNRSE ST-UH
MYP-1587-FSR-11 | MAYPOR-1587 | FAN EXHAUST , DIRECT DRIVE, ROOF - | FANTECH | 5DDD085A | FACILITIES | BOTH | D30 | D3040 | D3040240 | CNRSE | CNRSE ST-UH
MYP-1587-FSR-12 | MAYPOR-1587 | FAN EXHAUST , DIRECT DRIVE, ROOF - | FANTECH | 5DDD085A | FACILITIES | BOTH | D30 | D3040 | D3040240 | CNRSE | CNRSE ST-UH
MYP-1587-FSR-13 | MAYPOR-1587 | FAN EXHAUST , DIRECT DRIVE, ROOF - | FANTECH | 5DDD085A | FACILITIES | BOTH | D30 | D3040 | D3040240 | CNRSE | CNRSE ST-UH
MYP-1587-FSR-14 | MAYPOR-1587 | FAN EXHAUST , DIRECT DRIVE, ROOF - | FANTECH | 5DDD085A | FACILITIES | BOTH | D30 | D3040 | D3040240 | CNRSE | CNRSE ST-UH
MYP-1587-FSR-15 | MAYPOR-1587 | FAN EXHAUST , DIRECT DRIVE, ROOF - | FANTECH | 5DDD085A | FACILITIES | BOTH | D30 | D3040 | D3040240 | CNRSE | CNRSE ST-UH
MYP-1587-FSR-16 | MAYPOR-1587 | FAN EXHAUST , DIRECT DRIVE, ROOF - | FANTECH | 5DDD085A | FACILITIES | BOTH | D30 | D3040 | D3040240 | CNRSE | CNRSE ST-UH
MYP-2105-DFL-01 | MAYPOR-2105 | EXHAUST FAN, SIDE WALL, EF-3 | CENTRIMASTER | XD 120 | FACILITIES | BOTH | D30 | D3040 | D3040220 | CNRSE | CNRSE ST-UH
MYP-2105-FSR-01 | MAYPOR-2105 | EXHAUST FAN, SIDE WALL, EF-1 | Unknown | Unknown | FACILITIES | BOTH | D30 | D3040 | D3040240 | CNRSE | CNRSE ST-UH
MYP-2105-FSR-02 | MAYPOR-2105 | EXHAUST FAN, SIDE WALL, EF-2 | Unknown | Unknown | FACILITIES | BOTH | D30 | D3040 | D3040240 | CNRSE | CNRSE ST-UH
MYP-2105-FSR-03 | MAYPOR-2105 | EXHAUST FAN, SIDE WALL, EF-4 | Unknown | Unknown | FACILITIES | BOTH | D30 | D3040 | D3040240 | CNRSE | CNRSE ST-UH
MYP-2105-FSR-04 | MAYPOR-2105 | EXHAUST FAN, SIDE WALL, EF-5 | Unknown | Unknown | FACILITIES | BOTH | D30 | D3040 | D3040240 | CNRSE | CNRSE ST-UH
MYP-2234-FSR-00 | MAYPOR-2234 | PARENT FOR MPY-2234 EXHAUST FANS | Unknown | Unknown | FACILITIES | CIMU | D30 | D3040 | D3040240 | CNRSE | CNRSE ST-UH
MYP-337-FSR-00 | MAYPOR-337 | EXHAUST FAN, ROOFTOP | LOREN COOK | 165AC6 | FACILITIES | CIMU | D30 | D3040 | D3040240 | CNRSE | CNRSE ST-UH
MYP-337-FSR-01 | MAYPOR-337 | EXHAUST FAN, ROOFTOP | LOREN COOK | 165 ACE 165C5B | FACILITIES | BOTH | D30 | D3040 | D3040240 | CNRSE | CNRSE ST-UH
MYP-337-FSR-02 | MAYPOR-337 | EXHAUST FAN, ROOFTOP | FLOAIRE | BDCR15 | FACILITIES | BOTH | D30 | D3040 | D3040240 | CNRSE | CNRSE ST-UH
MYP-451-FSR-01 | MAYPOR-451 | EXHAUST FAN, ROOFTOP | AMERICAN COOL AIR | CRBA130D1281 | FACILITIES | BOTH | D30 | D3040 | D3040240 | CNRSE | CNRSE ST-UH
MYP-451-FSR-02 | MAYPOR-451 | ROOF MOUNTED EXHAUST FAN, 5000 CFM | COOK | ACEB 195 | FACILITIES | BOTH | D30 | D3040 | D3040240 | CNRSE | CNRSE ST-UH
BLAC001036770 | MAYPOR-1907 | Fan System, Roof Exhaust | Unknown | Unknown | FACILITIES | BOTH | D30 | D3040 | D3040240 | CNRSE | CNRSE ST-UTL
MYP-1906-FSR-001 | MAYPOR-1906 | EXHAUST FAN, ROOFTOP | Unknown | Unknown | FACILITIES | BOTH | D30 | D3040 | D3040240 | CNRSE | CNRSE ST-UTL
MYP-2294-IES-01 | MAYPOR-2294 | INDUSTRIAL EXHAUST SYSTEM 1.5HP | GREENHECK FAN | 84-098-E-X | FACILITIES | BOTH | D30 | D3090 | D3090901 | CNRSE | CNRSE ST-UTL
MYP-2294-IES-02 | MAYPOR-2294 | INDUSTRIAL EXHAUST SYSTEM 1.5HP | Unknown | Unknown | FACILITIES | BOTH | D30 | D3090 | D3090901 | CNRSE | CNRSE ST-UTL
MYP-289-FSR-00 | MAYPOR-289 | EXHAUST FAN, ROOFTOP | Unknown | NO NAME PLATE | FACILITIES | BOTH | D30 | D3040 | D3040240 | CNRSE | Family Housing
MYP-2814-FSR-02 | MAYPOR-2814 | FAN SYSTEM CEILING EXHAUST RESTROOM | GREENHECK AIR MOVEMENT | SP-A70 | FACILITIES | BOTH | D30 | D3040 | D3040240 | CNRSE | CNRSE ST-FAC
MYP-1980-FSR-01 | MAYPOR-1980 | FAN SYSTEM, IN-LINE | LOREN COOK | Unknown | FACILITIES | BOTH | D30 | D3040 | D3040240 | Navy Lodge | Navy Lodge
MYP-1980-FSR-02 | MAYPOR-1980 | FAN SYSTEM, IN-LINE | LOREN COOK | 150 SQIB | FACILITIES | BOTH | D30 | D3040 | D3040240 | Navy Lodge | Navy Lodge
MYP-2814-FSR-01 | MAYPOR-2814 | FAN SYSTEM ROOF EXHAUST EXTERIOR | GREENHECK AIR MOVEMENT | VEKTOR-H-10 | FACILITIES | BOTH | D30 | D3040 | D3040240 | Navy Lodge | Navy Lodge
MYP-CP-11660-DFL-01 | MAYPOR-11660 | FAN SYSTEM, CENTRIFUGAL IN-LINE EF-1 | GREENHECK FAN | SQ-99-VG-4-X | FACILITIES | BOTH | D30 | D3040 | D3040220 | PMS 525 | PMS 525
MYP-CP-11660-DFL-02 | MAYPOR-11660 | FAN SYSTEM, CENTRIFUGAL IN-LINE EF-2 | GREENHECK FAN | SQ-99-VG-4-X | FACILITIES | BOTH | D30 | D3040 | D3040220 | PMS 525 | PMS 525
MYP-CP-11660-DFL-03 | MAYPOR-11660 | FAN SYSTEM, CENTRIFUGAL IN-LINE EF-3 | GREENHECK FAN | SQ-99-VG-4-X | FACILITIES | BOTH | D30 | D3040 | D3040220 | PMS 525 | PMS 525
MYP-CP-11660-DFL-04 | MAYPOR-11660 | FAN SYSTEM, CENTRIFUGAL IN-LINE EF-4 | GREENHECK FAN | SQ-99-VG-4-X | FACILITIES | BOTH | D30 | D3040 | D3040220 | PMS 525 | PMS 525
MYP-CP-11660-DFL-05 | MAYPOR-11660 | FAN SYSTEM, CENTRIFUGAL IN-LINE EF-5 | GREENHECK FAN | SQ-99-VG-4-X | FACILITIES | BOTH | D30 | D3040 | D3040220 | PMS 525 | PMS 525
MYP-CP-11660-DFL-06 | MAYPOR-11660 | FAN SYSTEM, CENTRIFUGAL IN-LINE EF-6 | GREENHECK FAN | SQ-160-X | FACILITIES | BOTH | D30 | D3040 | D3040220 | PMS 525 | PMS 525
MYP-2785-DFL-00 | MAYPOR-1488 | TRAILER 2785 @ SERMC EXHAUST FAN | Unknown | Unknown | FACILITIES | BOTH | E10 | E1090 | E1090999 | SERMC | SERMC
MYP-2785-DFL-01 | MAYPOR-1488 | TRAILER 2785 @ SERMC EXHAUST FAN | Unknown | Unknown | FACILITIES | BOTH | E10 | E1090 | E1090999 | SERMC | SERMC
MYP-2786-DFL-00 | MAYPOR-1488 | TRAILER 2786 @ SERMC EXHAUST FAN | Unknown | Unknown | FACILITIES | BOTH | E10 | E1090 | E1090999 | SERMC | SERMC
MYP-2786-DFL-01 | MAYPOR-1488 | TRAILER 2786 @ SERMC EXHAUST FAN | Unknown | Unknown | FACILITIES | BOTH | E10 | E1090 | E1090999 | SERMC | SERMC

## J-1502000-14 Security Systems
ASSETNUM | LOCATION | DESCRIPTION | MANUFACTURER | MODEL | ASSETTYPE | INVENTORYCATEGORY | MASTERSYSTEM | SYSTEM | SUBSYSTEM | CUSTOMER | FUND SOURCE
MYP-2505-ALM-00 | MAYPOR-2505 | ACCESS CONTROL SYS. | Unknown | Unknown | FACILITIES | BOTH | D50 | D5030 | D5030910 | B2505 USFFC | B2505 USFFC
MYP-1343-ALM-00 | MAYPOR-1343 | SECURITY SYSTEM | Unknown | Unknown | FACILITIES | BOTH | D50 | D5030 | D5030940 | CNRSE | CNRSE ST-FAC
MYP-1388-ALM-00 | MAYPOR-1388 | ACCESS CONTRL SYS. WTH CAMERA | Unknown | Unknown | FACILITIES | BOTH | D50 | D5030 | D5030910 | CNRSE | CNRSE ST-FAC
MYP-1391-ALM-00 | MAYPOR-1391 | ACCES CONTROL SYS, WITH CAMERAS | Unknown | Unknown | FACILITIES | BOTH | D50 | D5030 | D5030910 | CNRSE | CNRSE ST-FAC
MYP-1397-SSS-00 | MAYPOR-1397 | ACCESS CONTROL SYSTEM | Unknown | Unknown | FACILITIES | BOTH | D50 | D5030 | D5030940 | CNRSE | CNRSE ST-FAC
MYP-1552-SSS-00 | MAYPOR-1552 | ACCESS CONTROL SYSTEM WITH CAMERAS | Unknown | Unknown | FACILITIES | BOTH | D50 | D5030 | D5030940 | CNRSE | CNRSE ST-FAC
MYP-1553-SSS-00 | MAYPOR-1553 | ACCESS CONTROL SYSTEM WITH CAMERAS | Unknown | Unknown | FACILITIES | BOTH | D50 | D5030 | D5030940 | CNRSE | CNRSE ST-FAC
MYP-1556-ALM-01 | MAYPOR-1556 | ACCESS CONTRL SYS | Unknown | Unknown | FACILITIES | BOTH | D50 | D5030 | D5030910 | CNRSE | CNRSE ST-FAC
MYP-1585-ALM-00 | MAYPOR-1585 | ACCESS CNTRL SYS. WITH CAMERA | Unknown | Unknown | FACILITIES | BOTH | D50 | D5030 | D5030910 | CNRSE | CNRSE ST-FAC
MYP-1586-SSS-00 | MAYPOR-1586 | ACCESS CONTROL SYSTEM WITH CAMERAS | Unknown | Unknown | FACILITIES | BOTH | D50 | D5030 | D5030940 | CNRSE | CNRSE ST-FAC
MYP-1587-SSS-00 | MAYPOR-1587 | ACCESS CONTROL SYSTEM | Unknown | Unknown | FACILITIES | BOTH | D50 | D5030 | D5030940 | CNRSE | CNRSE ST-FAC
MYP-1591-ALM-01 | MAYPOR-1591 | ACCESS CONTROL SYS. WTH CAMERA | Unknown | Z1100SE | FACILITIES | BOTH | D50 | D5030 | D5030999 | CNRSE | CNRSE ST-FAC
MYP-164-SSS-00 | MAYPOR-164 | ACCESS CONTROL SYSTEM | Unknown | Unknown | FACILITIES | BOTH | D50 | D5030 | D5030940 | CNRSE | CNRSE ST-FAC
MYP-1842-ALM-01 | MAYPOR-1842 | SECURITY SYS. | Unknown | Unknown | FACILITIES | BOTH | D50 | D5030 | D5030911 | CNRSE | CNRSE ST-FAC
MYP-1860-SSS-00 | MAYPOR-1860 | ACCESS CONTROL SYSTEM | Unknown | Unknown | FACILITIES | BOTH | D50 | D5030 | D5030940 | CNRSE | CNRSE ST-FAC
MYP-1868-ALM-00 | MAYPOR-1868 | SECURITY SYS. | GENERAL ELECTRIC | NETWORX NX6V2 | FACILITIES | BOTH | D50 | D5030 | D5030910 | CNRSE | CNRSE ST-FAC
MYP-1906-ALM-01 | MAYPOR-1906 | ACCESS CONTROL SYS. | Unknown | Unknown | FACILITIES | BOTH | D50 | D5030 | D5030910 | CNRSE | CNRSE ST-FAC
MYP-190-ALM-00 | MAYPOR-190 | ACCESS CONTROL SYS. | Unknown | Unknown | FACILITIES | BOTH | D50 | D5030 | D5030910 | CNRSE | CNRSE ST-FAC
MYP-1960-ALM-00 | RIBBAY-1960 | ACCESS CNTRL SYS. WITH CAMERA | HONEYWELL | VISTA 50 | FACILITIES | BOTH | D50 | D5030 | D5030910 | CNRSE | CNRSE ST-FAC
MYP-1966-ALM-01 | MAYPOR-1966 | SECURITY SYSTEM | Unknown | Unknown | FACILITIES | BOTH | D50 | D5030 | D5030910 | CNRSE | CNRSE ST-FAC
MYP-2038-ALM-01 | MAYPOR-2038 | ACCESS CONTROL SYS. | Unknown | Unknown | FACILITIES | BOTH | D50 | D5030 | D5030910 | CNRSE | CNRSE ST-FAC
MYP-2038-ALM-02 | MAYPOR-2038 | ACCESS CONTROL SYS. | Unknown | Unknown | FACILITIES | BOTH | D50 | D5030 | D5030910 | CNRSE | CNRSE ST-FAC
MYP-2039B-FAO-C01 | MAYPOR-2039B | ELECTRICAL-Type: SECURITY CAMERAS | Unknown | Unknown | FACILITIES | CIMU | D50 | D5030 | D5030999 | CNRSE | CNRSE ST-FAC
MYP-2039B-FAO-C02 | MAYPOR-2039B | ELECTRICAL-Type: SECURITY CAMERAS | Unknown | Unknown | FACILITIES | CIMU | D50 | D5030 | D5030999 | CNRSE | CNRSE ST-FAC
MYP-2517-ALM-00 | MAYPOR-2517 | Access control system with cameras | Unknown | Unknown | FACILITIES | CIMU | D50 | D5030 | D5030910 | CNRSE | CNRSE ST-FAC
MYP-2527-ALM-01 | MAYPOR-2527 | ACCESS CONTROL SYSTEM | Unknown | Unknown | FACILITIES | BOTH | D50 | D5030 | D5030910 | CNRSE | CNRSE ST-FAC
MYP-2528-ALM-01 | MAYPOR-2528 | ACCESS CONTROL SYS. WITH CAMERAS | Unknown | Unknown | FACILITIES | BOTH | D50 | D5030 | D5030910 | CNRSE | CNRSE ST-FAC
MYP-2548-ALM-01 | MAYPOR-2548 | ACCESS CONTROL SYS. WITH CAMERAS | Unknown | Unknown | FACILITIES | BOTH | D50 | D5030 | D5030910 | CNRSE | CNRSE ST-FAC
MYP-2558-ALM O1 | MAYPOR-2558A | ACCESS CONTROL SYS. WTH CAMERA | Unknown | Unknown | FACILITIES | BOTH | D50 | D5030 | D5030910 | CNRSE | CNRSE ST-FAC
MYP-2788-SSS-01 | MAYPOR-2788 | SECURITY SYSTEMS | LENEL | LNL-1100 SERIES 3 | FACILITIES | BOTH | D50 | D5030 | D5030940 | CNRSE | CNRSE ST-FAC
MYP-2788-SSS-02 | MAYPOR-2788 | SECURITY SYSTEMS FIREWALL | JUNIPER | SRX300 | FACILITIES | BOTH | D50 | D5030 | D5030940 | CNRSE | CNRSE ST-FAC
MYP-2789-SSS-01 | MAYPOR-2789 | SECURITY SYSTEMS | LENEL | LNL-1100 SERIES 3 | FACILITIES | BOTH | D50 | D5030 | D5030940 | CNRSE | CNRSE ST-FAC
MYP-2789-SSS-02 | MAYPOR-2789 | SECURITY SYSTEMS FIREWALL | JUNIPER | SRX300 | FACILITIES | BOTH | D50 | D5030 | D5030940 | CNRSE | CNRSE ST-FAC
MYP-298-SSS-00 | MAYPOR-298 | ACCESS CONTROL SYSTEM | Unknown | Unknown | FACILITIES | BOTH | D50 | D5030 | D5030940 | CNRSE | CNRSE ST-FAC
MYP-337-SSS-01 | MAYPOR-337 | SECURITY ACCESS CONTROL AND CAMERAS | Unknown | Unknown | FACILITIES | CIMU | D50 | D5030 | D5030940 | CNRSE | CNRSE ST-FAC
MYP-3-SSS-01 | MAYPOR-3 | SECURITY SYSTEMS, ACCESS CONTROL | Unknown | Unknown | FACILITIES | BOTH | D50 | D5030 | D5030940 | CNRSE | CNRSE ST-FAC
MYP-413-SSS-00 | MAYPOR-413 | ACCESS CONTROL SYSTEM | Unknown | Unknown | FACILITIES | BOTH | D50 | D5030 | D5030940 | CNRSE | CNRSE ST-FAC
MYP-414-SSS-00 | MAYPOR-414 | ACCESS CONTROL SYSTEM | Unknown | Unknown | FACILITIES | BOTH | D50 | D5030 | D5030940 | CNRSE | CNRSE ST-FAC
MYP-436-SSS-00 | MAYPOR-436 | ACCESS CONTROL SYSTEM WITH CAMERAS | Unknown | Unknown | FACILITIES | BOTH | D50 | D5030 | D5030940 | CNRSE | CNRSE ST-FAC
MYP-448-ALM-00 | MAYPOR-448 | ACCESS CNTRL SYS. | Unknown | Unknown | FACILITIES | BOTH | D50 | D5030 | D5030910 | CNRSE | CNRSE ST-FAC
MYP-460-SSS-00 | MAYPOR-460 | ACCESS CONTROL SYSTEM WITH CAMERAS | Unknown | Unknown | FACILITIES | BOTH | D50 | D5030 | D5030940 | CNRSE | CNRSE ST-FAC
MYP-CP-11660-SSS-04 | MAYPOR-11660 | MINI DOME CAMERA- INTERIOR | HONEYWELL | HC30W42R3 | FACILITIES | BOTH | D50 | D5030 | D5030940 | CNRSE | CNRSE ST-FAC
MYP-CP-11660-SSS-05 | MAYPOR-11660 | MINI DOME CAMERA- EXTERIOR | HONEYWELL | HC30W42R2 5MP | FACILITIES | BOTH | D50 | D5030 | D5030940 | CNRSE | CNRSE ST-FAC
RIBBAY-2287-ALM-01 | RIBBAY-2287 | ACCESS CONTROL SYSTEM WITH CAMERAS | Unknown | Unknown | FACILITIES | BOTH | D50 | D5030 | D5030910 | CNRSE | CNRSE ST-FAC
MYP-1576-ALM-01 | MAYPOR-1576 | ACCESS CONTROL SYSTEM | Unknown | Unknown | FACILITIES | BOTH | D50 | D5030 | D5030910 | NCIS | NCIS
MYP-1264-SSS-00 | MAYPOR-1264 | ACCESS CONTROL SYSTEM | Unknown | Unknown | FACILITIES | BOTH | D50 | D5030 | D5030940 | NEX | NEX
MYP-1900-ALM--00 | MAYCOM-1900 | SECURITY SYS. | Unknown | Unknown | FACILITIES | BOTH | D50 | D5030 | D5030910 | NEX | NEX
MYP-CP-11660-ALM-00 | MAYPOR-11660 | MASTER VIDEO INTERCOM | AIPHONE | JP-4MED | FACILITIES | CIMU | D50 | D5030 | D5030910 | PMS 525 | PMS 525
MYP-CP-11660-ALM-01 | MAYPOR-11660 | DOOR VIDEO INTERCOM AND ACCESS CONTROL | AIPHONE | JP-DV | FACILITIES | BOTH | D50 | D5030 | D5030910 | PMS 525 | PMS 525
MYP-CP-11660-FAS-05 | MAYPOR-11660 | 2-LINE LED TEXT SIGN, QTY 5 | Unknown | (L.E.D.) LIGHT ENGINEERED DISLAYS, INC., LED4120UL | FACILITIES | BOTH | D50 | D5030 | D5030911 | PMS 525 | PMS 525
MYP-CP-11660-SSS-01 | MAYPOR-11660 | SECURITY MOTION DETECTOR | HONEYWELL | DT8360CM | FACILITIES | BOTH | D50 | D5030 | D5030940 | PMS 525 | PMS 525
MYP-1488-TFA-01 | MAYPOR-1488 | SECURITY SYSTEM | Unknown | Unknown | FACILITIES | BOTH | D50 | D5030 | D5030911 | SERMC | SERMC
CNRSE ST-FAC
CNRSE ST-FAC

## J1502000- 15 UPS
ASSETNUM | LOCATION | DESCRIPTION | MANUFACTURER | MODEL | ASSETTYPE | INVENTORYCATEGORY | MASTERSYSTEM | SYSTEM | SUBSYSTEM | CUSTOMER | FUND SOURCE
MYP-2517-UPS-00 | MAYPOR-2517 | UNINTERUPTIBLE POWER SUPPLY | SQUARE D | Unknown | FACILITIES | BOTH | D50 | D5090 | D5090904 | CNRSE | CNRSE ST-FAC
MYP-2527-UPS-01 | MAYPOR-2527 | UPS SYSTEM | EATON | POWER XPERT 9395 | FACILITIES | BOTH | E10 | E1090 | E1090999 | CNRSE | CNRSE ST-FAC
MYP-2529-UPS-01 | MAYPOR-2529 | UNINTERUPTIBLE POWER SUPPLY | Unknown | Unknown | FACILITIES | BOTH | D50 | D5090 | D5090904 | CNRSE | CNRSE ST-FAC
MYP-460-STJ-01 | MAYPOR-460 | SOLAR PANEL, SYSTEM | Unknown | Unknown | FACILITIES | CIMU | D30 | D3010 | D3010400 | CNRSE | CNRSE ST-FAC
MYP-CP-11660-UPS-01 | MAYPOR-11660 | EATON 250KVA UPS System | EATON H | 9395 250KVA UPS | FACILITIES | BOTH | D50 | D5090 | D5090904 | PMS 525 | PMS 525
CNRSE ST-FAC
CNRSE ST-FAC

## J1502000-16 VTE
ASSETNUM | LOCATION | DESCRIPTION | MANUFACTURER | MODEL | ASSETTYPE | INVENTORYCATEGORY | MASTERSYSTEM | SYSTEM | SUBSYSTEM | CUSTOMER/ FUND SOURCE
MYP-1338-CEH-00 | MAYPOR-1338 | VTE, ELEVATOR, HYDRAULIC PASSENGER | DELAWARE ELEVATOR | Unknown | FACILITIES | BOTH | D10 | D1010 | D1010110 | CNRSE ST (Facilities)
MYP-1338-EAL-00 | MAYPOR-1338 | VTE, WHEEL CHAIR LIFT, SAVARIA | DELAWARE ELEVATOR | Unknown | FACILITIES | BOTH | D10 | D1010 | D1010110 | CNRSE ST (Facilities)
MYP-1388-CEH-01 | MAYPOR-1388 | VTE, ELEVATOR, HYDRAULIC PASSENGER | Unknown | Unknown | FACILITIES | BOTH | D10 | D1010 | D1010110 | CNRSE ST (Facilities)
MYP-1488-CEH-01 | MAYPOR-1488 | VTE, ELEVATOR, HYDRAULIC, PASSENGER | MCE | Unknown | FACILITIES | BOTH | D10 | D1010 | D1010110 | CNRSE ST (Facilities)
MYP-1488-LDE-00 | MAYPOR-1488 | LOADING DOCK EQUIPMENT | Unknown | Unknown | FACILITIES | BOTH | E10 | E1030 | E1030310 | CNRSE ST (Facilities)
MYP-1553-CEH-01 | MAYPOR-1553 | VTE, ELEVATOR, HYDRAULIC, PASSENGER | Unknown | Unknown | FACILITIES | BOTH | D10 | D1010 | D1010110 | CNRSE ST (Facilities)
MYP-1553-CEL-01 | MAYPOR-1553 | VTE, AUTO LIFT, ROTARY | ROTARY | S15IN610 | FACILITIES | BOTH | D10 | D1010 | D1010901 | CNRSE ST (Facilities)
MYP-1554-CEL-01 | MAYPOR-1554 | VTE, MATERIAL LIFT, P-FLOW | PFLOW INDUSTRIES | SERIES D-LIFT | FACILITIES | BOTH | D10 | D1010 | D1010901 | CNRSE ST (Facilities)
MYP-1554-LDE-00 | MAYPOR-1554 | LOADING DOCK EQUIPMENT | Unknown | Unknown | FACILITIES | BOTH | E10 | E1030 | E1030310 | CNRSE ST (Facilities)
MYP-1842-CEH-01 | MAYPOR-1842 | VTE, ELEVATOR, HYDRAULIC PASSENGER | SCHINDLER | Unknown | FACILITIES | BOTH | D10 | D1010 | D1010110 | CNRSE ST (Facilities)
MYP-1900-CEL-01 | MAYCOM-1900 | VTE, PLATFORM LIFT (PL) Lift | Unknown | Unknown | FACILITIES | BOTH | D10 | D1010 | D1010901 | CNRSE ST (Facilities)
MYP-1900-CEL-02 | MAYCOM-1900 | Lifts Dock Levels | Unknown | Unknown | FACILITIES | BOTH | D10 | D1010 | D1010901 | CNRSE ST (Facilities)
MYP-1900-CEL-03 | MAYCOM-1900 | Dock Leveler 2 Lifts | Unknown | Unknown | FACILITIES | BOTH | D10 | D1010 | D1010901 | CNRSE ST (Facilities)
MYP-1900-CEL-04 | MAYCOM-1900 | Dock Leveler 3 Lifts | Unknown | Unknown | FACILITIES | BOTH | D10 | D1010 | D1010901 | CNRSE ST (Facilities)
MYP-1900-CEL-05 | MAYCOM-1900 | Dock Leveler 4 Lifts | BLUE GIANT | Unknown | FACILITIES | BOTH | D10 | D1010 | D1010901 | CNRSE ST (Facilities)
MYP-1900-CEL-06 | MAYCOM-1900 | Dock Leveler Lifts | Unknown | Unknown | FACILITIES | BOTH | D10 | D1010 | D1010901 | CNRSE ST (Facilities)
MYP-191-LDE-00 | MAYPOR-191 | Loading Dock Equipment | Unknown | Unknown | FACILITIES | CIMU | E10 | E1030 | E1030310 | CNRSE ST (Facilities)
MYP-1965A-CEL-001 | MAYPOR-1965A | LIFTS-EXTERIOR-Type: AUTOMOTIVE LIFTS (HYDRAULIC), CLEAR FLOOR, 2 POST, 9000 LB | DOVER | F10N400M | FACILITIES | BOTH | D10 | D1010 | D1010901 | CNRSE ST (Facilities)
MYP-1965A-CEL-002 | MAYPOR-1965A | LIFTS-EXTERIOR-Type: AUTOMOTIVE LIFTS (HYDRAULIC), CLEAR FLOOR, 2 POST, 9000 LB | DOVER | F10N400M | FACILITIES | BOTH | D10 | D1010 | D1010901 | CNRSE ST (Facilities)
MYP-1965A-CEL-003 | MAYPOR-1965A | LIFTS-EXTERIOR-Type: AUTOMOTIVE LIFTS (HYDRAULIC), CLEAR FLOOR, 2 POST, 9000 LB | DOVER | F10N400M | FACILITIES | BOTH | D10 | D1010 | D1010901 | CNRSE ST (Facilities)
MYP-1965-CEL-01 | MAYPOR-1965 | VTE, AUTO LIFT, AMMCO #3 | AMMCO | B4120LW | FACILITIES | BOTH | D10 | D1010 | D1010901 | CNRSE ST (Facilities)
MYP-1965-CEL-02 | MAYPOR-1965 | VTE, AUTO LIFT, AMMCO #4 | AMMCO | B4120LW | FACILITIES | BOTH | D10 | D1010 | D1010901 | CNRSE ST (Facilities)
MYP-1965-CEL-03 | MAYPOR-1965 | VTE, AUTO LIFT, AMMCO #5 | AMMCO | 84120LW | FACILITIES | BOTH | D10 | D1010 | D1010901 | CNRSE ST (Facilities)
MYP-1965-CEL-04 | MAYPOR-1965 | VTE, AUTO LIFT, AMMCO #6 | AMMCO | B4120LW | FACILITIES | BOTH | D10 | D1010 | D1010901 | CNRSE ST (Facilities)
MYP-1965-CEL-05 | MAYPOR-1965 | VTE, AUTO LIFT, AMMCO #7 | AMMCO | B4120LW | FACILITIES | BOTH | D10 | D1010 | D1010901 | CNRSE ST (Facilities)
MYP-1965-CEL-06 | MAYPOR-1965 | VTE, AUTO LIFT, AMMCO #8 | AMMCO | B4120LW | FACILITIES | BOTH | D10 | D1010 | D1010901 | CNRSE ST (Facilities)
MYP-1965-CEL-08 | MAYPOR-1965 | VTE, AUTO LIFT, AMMCO #2 | AMMCO | S290SR1 | FACILITIES | BOTH | D10 | D1010 | D1010901 | CNRSE ST (Facilities)
MYP-1986-LDE-00 | MAYPOR-1986 | LOADING DOCK EQUIPMENT-Type: MANUAL OPERATION | Unknown | Unknown | FACILITIES | BOTH | E10 | E1030 | E1030310 | CNRSE ST (Facilities)
MYP-2078-CEH-00 | MAYPOR-2078 | ELEVATOR | SCHINDLER | Unknown | FACILITIES | BOTH | D10 | D1010 | D1010110 | CNRSE ST (Facilities)
MYP-2078-CEH-01 | MAYPOR-2078 | VTE, ELEVATOR, HYDRAULIC, PASSENGER | SCHINDLER | Unknown | FACILITIES | BOTH | D10 | D1010 | D1010110 | CNRSE ST (Facilities)
MYP-2215-CEH-00 | MAYPOR-2215 | VTE, ELEVATOR, HYDRAULIC PASSENGER | Unknown | Unknown | FACILITIES | BOTH | D10 | D1010 | D1010110 | CNRSE ST (Facilities)
MYP-234-CEL-01 | MAYPOR-234 | VTE, AUTO LIFT, MOHAWK #1 | MOHAWK | MP-18-006 | FACILITIES | BOTH | D10 | D1010 | D1010901 | CNRSE ST (Facilities)
MYP-234-CEL-02 | MAYPOR-234 | VTE, AUTO LIFT, MOHAWK #2 | MOHAWK | MP-18-006 | FACILITIES | BOTH | D10 | D1010 | D1010901 | CNRSE ST (Facilities)
MYP-234-CEL-03 | MAYPOR-234 | VTE, AUTO LIFT, MOHAWK #3 | MOHAWK | MP-18-006 | FACILITIES | BOTH | D10 | D1010 | D1010901 | CNRSE ST (Facilities)
MYP-234-CEL-04 | MAYPOR-234 | VTE, AUTO LIFT, MOHAWK #4 | MOHAWK | MP-18-006 | FACILITIES | BOTH | D10 | D1010 | D1010901 | CNRSE ST (Facilities)
MYP-243-CEL-01 | MAYPOR-243 | VTE, WHEEL CHAIR LIFT | Unknown | Unknown | FACILITIES | BOTH | D10 | D1010 | D1010901 | CNRSE ST (Facilities)
MYP-2480-CEH-01 | MAYPOR-2480 | VTE, ELEVATOR, HYDRAULIC PASSENGER #1 | Unknown | Unknown | FACILITIES | BOTH | D10 | D1010 | D1010110 | CNRSE ST (Facilities)
MYP-2480-CEH-02 | MAYPOR-2480 | VTE, ELEVATOR, HYDRAULIC PASSENGER #2 | Unknown | Unknown | FACILITIES | BOTH | D10 | D1010 | D1010110 | CNRSE ST (Facilities)
MYP-2527-CEH-01 | MAYPOR-2527 | VTE, ELEVATOR, HYDRAULIC, PASSENGER | Unknown | Unknown | FACILITIES | BOTH | D10 | D1010 | D1010110 | CNRSE ST (Facilities)
MYP-2528-CEH-01 | MAYPOR-2528 | VTE, ELEVATOR, HYDRAULIC, PASSENGER | Unknown | Unknown | FACILITIES | BOTH | D10 | D1010 | D1010110 | CNRSE ST (Facilities)
MYP-2528-VTE-01 | MAYPOR-2528 | VTE, PLATFORM LIFT | Unknown | Unknown | FACILITIES | BOTH | D10 | D1010 | D1010901 | CNRSE ST (Facilities)
MYP-2529-TGE-01 | MAYPOR-2529 | VTE, ELEVATOR #1, TRACTION, PASSENGER, 4000LBS | HOLLISTER-WHITNEY | MACHINES HW GL260 CONTROLS MOTION 4000 | FACILITIES | BOTH | D10 | D1010 | D1010150 | CNRSE ST (Facilities)
MYP-2529-TGE-02 | MAYPOR-2529 | VTE, ELEVATOR #2, TRACTION, PASSENGER, 4000LBS | HOLLISTER-WHITNEY | MACHINES HW GL260 CONTROLS MOTION 4001 | FACILITIES | BOTH | D10 | D1010 | D1010150 | CNRSE ST (Facilities)
MYP-2529-TGE-03 | MAYPOR-2529 | VTE, ELEVATOR #3, TRACTION, PASSENGER, 4000LBS | HOLLISTER-WHITNEY | MACHINES HW GL260 CONTROLS MOTION 4002 | FACILITIES | BOTH | D10 | D1010 | D1010150 | CNRSE ST (Facilities)
MYP-2529-TGE-04 | MAYPOR-2529 | VTE, ELEVATOR #4, TRACTION, PASSENGER, 4000LBS | HOLLISTER-WHITNEY | MACHINES HW GL260 CONTROLS MOTION 4003 | FACILITIES | BOTH | D10 | D1010 | D1010150 | CNRSE ST (Facilities)
MYP-25-CEL-01 | MAYPOR-25 | VTE, AUTO LIFT, MOHAWK #1 | MOHAWK | TP-16 | FACILITIES | BOTH | D10 | D1010 | D1010901 | CNRSE ST (Facilities)
MYP-25-CEL-02 | MAYPOR-25 | VTE, AUTO LIFT, PRECISION #2 | Unknown | Unknown | FACILITIES | BOTH | D10 | D1010 | D1010901 | CNRSE ST (Facilities)
MYP-265-CEL-01 | MAYPOR-265 | VTE, AUTO LIFT, AMMCO #1 | AMMCO | S290SB1 | FACILITIES | BOTH | D10 | D1010 | D1010901 | CNRSE ST (Facilities)
MYP-265-CEL-02 | MAYPOR-265 | VTE, AUTO LIFT, AMMCO #2 | AMMCO | S290SB1 | FACILITIES | BOTH | D10 | D1010 | D1010901 | CNRSE ST (Facilities)
MYP-265-CEL-03 | MAYPOR-265 | VTE, AUTO LIFT, ROTARY #3 | ROTARY | SPOA9-200 | FACILITIES | BOTH | D10 | D1010 | D1010901 | CNRSE ST (Facilities)
MYP-265-CEL-04 | MAYPOR-265 | VTE, AUTO LIFT, AMMCO #4 | AMMCO | S290SB1 | FACILITIES | BOTH | D10 | D1010 | D1010901 | CNRSE ST (Facilities)
MYP-2771-CEH-01 | MAYPOR-2771 | VTE, ELEVATOR, HYDRAULIC PASSENGER #1 | Unknown | Unknown | FACILITIES | BOTH | D10 | D1010 | D1010110 | CNRSE ST (Facilities)
MYP-2771-CEH-02 | MAYPOR-2771 | VTE, ELEVATOR, HYDRAULIC PASSENGER #2 | Unknown | Unknown | FACILITIES | BOTH | D10 | D1010 | D1010110 | CNRSE ST (Facilities)
MYP-414-CEL-02 | MAYPOR-414 | VTE, MOTOR CYCLE LIFT, HARDY #1 | Unknown | 2031 | FACILITIES | BOTH | D10 | D1010 | D1010901 | CNRSE ST (Facilities)
MYP-414-CEL-03 | MAYPOR-414 | VTE, AUTO LIFT, SPACE SAVER #6 | SPACE | 1200 | FACILITIES | BOTH | D10 | D1010 | D1010901 | CNRSE ST (Facilities)
MYP-414-CEL-04 | MAYPOR-414 | VTE, AUTO LIFT, HUNTER #4 | Unknown | RX12AT-IS | FACILITIES | BOTH | D10 | D1010 | D1010901 | CNRSE ST (Facilities)
MYP-414-CEL-05 | MAYPOR-414 | VTE, AUTO LIFT, DIRECT LIFT #3 | Unknown | PRO-9F | FACILITIES | BOTH | D10 | D1010 | D1010901 | CNRSE ST (Facilities)
MYP-448-CEH-01 | MAYPOR-448 | VTE, ELEVATOR, HYDRAULIC, PASSENGER | OTIS ELEVATOR | Unknown | FACILITIES | BOTH | D10 | D1010 | D1010110 | CNRSE ST (Facilities)
MYP-448-ECD-00 | MAYPOR-448 | ELEVATOR | Unknown | Unknown | FACILITIES | BOTH | D10 | D1010 | D1010160 | CNRSE ST (Facilities)
MYP-2105-CEH-01 | MAYPOR-2105 | VTE, ELEVATOR, HYDRAULIC PASSENGER | SCHINDLER | Unknown | FACILITIES | BOTH | D10 | D1010 | D1010110 | CNRSE ST (UH)
MYP-2234-CEH-01 | MAYPOR-2234 | VTE, ELEVATOR, HYDRAULIC PASSENGER | SCHINDLER | Unknown | FACILITIES | BOTH | D10 | D1010 | D1010110 | CNRSE ST (UH)
MYP-1980-CEH-01 | MAYPOR-1980 | VTE, ELEVATOR, HYDRAULIC, PASSENGER | Unknown | Unknown | FACILITIES | BOTH | D10 | D1010 | D1010110 | Navy Lodge
MYP-2775-TGF-01 | MAYPOR-2775 | TRACTION GEARLESS ELEVATORS ELEVATOR 01 FLS 1-4 | DELAWARE ELEVATOR | ELEVATOR PACKAGE: GEARLES | FACILITIES | BOTH | D10 | D1010 | D1010150 | NGIS
MYP-2775-TGF-02 | MAYPOR-2775 | TRACTION GEARLESS ELEVATORS ELEVATOR MACHINE RM 5001 | HOLLISTER-WHITNEY | MACHINE: GL260H | FACILITIES | BOTH | D10 | D1010 | D1010150 | NGIS
MYP-2775-TGF-03 | MAYPOR-2775 | TRACTION GEARLESS ELEVATORS ELEVATOR MACHINE RM 5001 | OTHER | CONTROLLER: C4-TRACTION A | FACILITIES | BOTH | D10 | D1010 | D1010150 | NGIS
MYP-2775-TGF-04 | MAYPOR-2775 | TRACTION GEARLESS ELEVATORS ELEVATOR 02 FLS 1-4 | DELAWARE ELEVATOR | ELEVATOR PACKAGE: GEARLES | FACILITIES | BOTH | D10 | D1010 | D1010150 | NGIS
MYP-2775-TGF-05 | MAYPOR-2775 | TRACTION GEARLESS ELEVATORS ELEVATOR MACHINE RM 5001 | HOLLISTER-WHITNEY | MACHINE: GL260H | FACILITIES | BOTH | D10 | D1010 | D1010150 | NGIS
MYP-2775-TGF-06 | MAYPOR-2775 | TRACTION GEARLESS ELEVATORS ELEVATOR MACHINE RM 5001 | OTHER | CONTROLLER: C4-TRACTION A | FACILITIES | BOTH | D10 | D1010 | D1010150 | NGIS
CNRSE ST-FAC

## J1502000- 17 WHE and Trackage
ASSETNUM | LOCATION | DESCRIPTION | MANUFACTURER | MODEL | ASSETTYPE | INVENTORYCATEGORY | MASTERSYSTEM | SYSTEM | SUBSYSTEM | CERTIFICATION EXPIRATION | CUSTOMER | FUND SOURCE
MYP-1343-F-5 | MAYPOR-1343 | CRANE, UNDER 20K, ELECTRIC, UNDERHUNG BRIDGE, WIRE ROPE | YALE | CEO50X041L28D | FACILITIES | BOTH | D10 | D1090 | D1090902 | 2025-02-26 | CNRSE | CNRSE ST-FAC
MYP-1488-38 | MAYPOR-1488 | CRANE, UNDER 20K, MANUAL, MONORAIL, CHAIN | CM | CYCLONE | FACILITIES | BOTH | D10 | D1090 | D1090902 | 2025-04-11 | CNRSE | CNRSE ST-FAC
MYP-1488-A-1 | MAYPOR-1488 | Other Conveying Systems,Cranes and Hoists,CRANE, UNDER 20K, AIR, MONORAIL, CHAIN, 2,000.0 LB, N40027 | COFFING | CAH-4015 | FACILITIES | BOTH | D10 | D1090 | D1090902 | 2025-03-14 | CNRSE | CNRSE ST-FAC
MYP-1488-B-1 | MAYPOR-1488 | CRANE, UNDER 20K, MANUAL, MONORAIL, CHAIN | COFFING | ZEPHER | FACILITIES | BOTH | D10 | D1090 | D1090902 | 2024-11-19 | CNRSE | CNRSE ST-FAC
MYP-1488-C-1 | MAYPOR-1488 | CRANE, UNDER 20K, MANUAL, MONORAIL, CHAIN | CHESTER | ZEPHER | FACILITIES | BOTH | D10 | D1090 | D1090902 | 2025-11-20 | CNRSE | CNRSE ST-FAC
MYP-1488-D-1 | MAYPOR-1488 | CRANE, UNDER 20K, MANUAL, MONORAIL, CHAIN | CHESTER | ZEPHER | FACILITIES | BOTH | D10 | D1090 | D1090902 | 2025-10-30 | CNRSE | CNRSE ST-FAC
MYP-1488-E-1 | MAYPOR-1488 | CRANE, UNDER 20K, MANUAL, MONORAIL, CHAIN | CHESTER | ZEPHER | FACILITIES | BOTH | D10 | D1090 | D1090902 | 2025-11-24 | CNRSE | CNRSE ST-FAC
MYP-1488-F-1 | MAYPOR-1488 | CRANE, UNDER 20K, MANUAL, MONORAIL, CHAIN | CHESTER | ZEPHER | FACILITIES | BOTH | D10 | D1090 | D1090902 | 2025-12-08 | CNRSE | CNRSE ST-FAC
MYP-1488-G-1 | MAYPOR-1488 | CRANE, UNDER 20K, MANUAL, MONORAIL, CHAIN | CHESTER | ZEPHER | FACILITIES | BOTH | D10 | D1090 | D1090902 | 2024-12-05 | CNRSE | CNRSE ST-FAC
MYP-1488-J-1 | MAYPOR-1488 | CRANE, UNDER 20K, ELECTRIC, MONORAIL, CHAIN | YALE | ZEPHER | FACILITIES | BOTH | D10 | D1090 | D1090902 | 2025-03-18 | CNRSE | CNRSE ST-FAC
MYP-1488-K-1 | MAYPOR-1488 | CRANE, UNDER 20K, MANUAL, MONORAIL, CHAIN | CHESTER | ZEPHER | FACILITIES | BOTH | D10 | D1090 | D1090902 | 2025-12-08 | CNRSE | CNRSE ST-FAC
MYP-1488-L-1 | MAYPOR-1488 | CRANE, UNDER 20K, MANUAL, MONORAIL, CHAIN | CHESTER | ZEPHER | FACILITIES | BOTH | D10 | D1090 | D1090902 | 2025-08-06 | CNRSE | CNRSE ST-FAC
MYP-1488-N-1 | MAYPOR-1488 | CRANE, UNDER 20K, MANUAL, GANTRY, CHAIN | CM | SERIES 622 | FACILITIES | BOTH | D10 | D1090 | D1090902 | 2028-08-06 | CNRSE | CNRSE ST-FAC
MYP-1488-P1 | MAYPOR-1488 | CRANE, UNDER 20K, MANUAL, JIB, CHAIN | COFFING | LHH-680-5 | FACILITIES | BOTH | D10 | D1090 | D1090902 | 2025-06-21 | CNRSE | CNRSE ST-FAC
MYP-1488-V-1 | MAYPOR-1488 | CRANE, UNDER 20K, MANUAL, MONORAIL, CHAIN | CM MFG | S | FACILITIES | BOTH | D10 | D1090 | D1090902 | 2025-03-17 | CNRSE | CNRSE ST-FAC
MYP-1488-W-1 | MAYPOR-1488 | CRANE, UNDER 20K, ELECTRIC, MONORAIL, CHAIN | COFFING | ETC 2016-1 | FACILITIES | BOTH | D10 | D1090 | D1090902 | 2025-04-11 | CNRSE | CNRSE ST-FAC
MYP-1552-B-1 | MAYPOR-1552 | CRANE, UNDER 20K, ELECTRIC, UNDERHUNG BRIDGE, WIRE ROPE | COFFING | WRMT4014-4TVL | FACILITIES | BOTH | D10 | D1090 | D1090902 | 2025-03-21 | CNRSE | CNRSE ST-FAC
MYP-1552-B-2 | MAYPOR-1552 | CRANE, UNDER 20K, ELECTRIC, UNDERHUNG BRIDGE, WIRE ROPE | COFFING | WRMT4014-4TLV | FACILITIES | BOTH | D10 | D1090 | D1090902 | 2025-10-27 | CNRSE | CNRSE ST-FAC
MYP-1552-B-3 | MAYPOR-1552 | CRANE, UNDER 20K, ELECTRIC, UNDERHUNG BRIDGE, WIRE ROPE | COFFING | WRMT4014-4TVL | FACILITIES | BOTH | D10 | D1090 | D1090902 | 2025-09-29 | CNRSE | CNRSE ST-FAC
MYP-1552-B-4 | MAYPOR-1552 | CRANE, UNDER 20K, ELECTRIC, UNDERHUNG BRIDGE, WIRE ROPE | COFFING | 4014-4-25 | FACILITIES | BOTH | D10 | D1090 | D1090902 | 2025-10-21 | CNRSE | CNRSE ST-FAC
MYP-1552-B-5 | MAYPOR-1552 | CRANE, UNDER 20K, ELECTRIC, UNDERHUNG BRIDGE, WIRE ROPE | COFFING | 4014-4-25 | FACILITIES | BOTH | D10 | D1090 | D1090902 | 2025-11-18 | CNRSE | CNRSE ST-FAC
MYP-1553-C-H5 | MAYPOR-1553 | CRANE, UNDER 20K, MANUAL, FIXED, CHAIN | CM | CYCLONE | FACILITIES | BOTH | D10 | D1090 | D1090902 | 2025-08-18 | CNRSE | CNRSE ST-FAC
MYP-1553-G-67 | MAYPOR-1553 | CRANE, UNDER 20K, MANUAL, FIXED, CHAIN | CM | CYCLONE | FACILITIES | BOTH | D10 | D1090 | D1090902 | 2025-06-21 | CNRSE | CNRSE ST-FAC
MYP-1553-J-1 | MAYPOR-1553 | CRANE, UNDER 20K, ELECTRIC, TOP RUNNING BRIDGE, WIRE ROPE | ROBBINS AND MYERS INC | S1-2-12M1SS | FACILITIES | BOTH | D10 | D1090 | D1090902 | 2025-11-03 | CNRSE | CNRSE ST-FAC
MYP-1555-B-3 | MAYPOR-1555 | CRANE, UNDER 20K, ELECTRIC, UNDERHUNG BRIDGE, WIRE ROPE | ELECTRO-LIFT | 834766A-3 | FACILITIES | BOTH | D10 | D1090 | D1090902 | 2025-04-24 | CNRSE | CNRSE ST-FAC
MYP-1615-TB-1 | MAYPOR-1615 | CRANE, UNDER 20K, ELECTRIC, TOP RUNNING BRIDGE, WIRE ROPE | ACCO | C4W10D035-22M4D1 | FACILITIES | BOTH | D10 | D1090 | D1090902 | 2025-12-17 | CNRSE | CNRSE ST-FAC
MYP-1842-37 | MAYPOR-1842 | CRANE, UNDER 20K, MANUAL, FIXED, CHAIN | CM | CYCLONE | FACILITIES | BOTH | D10 | D1090 | D1090902 | 2025-02-06 | CNRSE | CNRSE ST-FAC
MYP-1906A-W-1 | MAYPOR-1906 | CRANE, UNDER 20K, MANUAL, MONORAIL, CHAIN | P&H (CRANE) | ARMY TYPE | FACILITIES | BOTH | D10 | D1090 | D1090902 | 2025-07-10 | CNRSE | CNRSE ST-FAC
MYP-2484-39 | MAYPOR-2484 | CRANE, UNDER 20K, ELECTRIC, MONORAIL, CHAIN | BUDGIT | BEHC5032 | FACILITIES | BOTH | D10 | D1090 | D1090902 | 2024-11-03 | CNRSE | CNRSE ST-FAC
MYP-2517-B-1 | N60201 | CRANE, OVER 20K, ELECTRIC, TOP RUNNING BRIDGE, WIRE ROPE | CRANE | CRANE TECHNOLOGIES 30T | FACILITIES | BOTH | D10 | D1090 | D1090902 | 2025-06-30 | CNRSE | CNRSE ST-FAC
MYP-2548-UB1 | N60201 | CRANE, UNDER 20K, ELECTRIC, UNDERHUNG BRIDGE, WIRE ROPE | ACCO WRIGHT | C3W05D036-22D2D1 | FACILITIES | BOTH | D10 | D1090 | D1090902 | 2025-03-10 | CNRSE | CNRSE ST-FAC
MYP-2548-UB2 | N60201 | CRANE, UNDER 20K, ELECTRIC, UNDERHUNG BRIDGE, WIRE ROPE | ACCO WRIGHT | C3W05D036-22D2D1 | FACILITIES | BOTH | D10 | D1090 | D1090902 | 2025-03-06 | CNRSE | CNRSE ST-FAC
TRACKAGE INVENTORY
| MAYPOR-1553 | Top Running Bridge Trackage (140 FT Rail Length) BLDG 1553 | [7 empty] | UNKNOWN | CNRSE | CNRSE ST-FAC
| MAYPOR-1615 | Top Running Bridge Trackage (100 FT Rail Length) BLDG 1615 | [7 empty] | UNKNOWN | CNRSE | CNRSE ST-FAC
| N60201 | Top Running Bridge Trackage (156.92 FT Rail Length) BLDG 2517 | [7 empty] | UNKNOWN | CNRSE | CNRSE ST-FAC
CNRSE ST-FAC
CNRSE ST-FAC
CNRSE ST-FAC

## J1502000-18 Backflow preventer
ASSETNUM | LOCATION | DESCRIPTION | MANUFACTURER | MODEL | ASSETTYPE | INVENTORYCATEGORY | MASTERSYSTEM | SYSTEM | SUBSYSTEM | CERTIFICATION EXPIRATION | CUSTOMER | FUND SOURCE
e | MAYPOR-1391 | BACKFLOW PREVENTER 2" RP TAG#242 | APOLLO | RP-4A | FACILITIES | BOTH | D20 | D2020 | D2020903 | 2025-03-22 | CNRSE | CNRSE ST-FAC
MAY-1966-BFP-02 | MAYPOR-1966 | BACKFLOW PREVENTER 6" RP TAG# 193 | WATTS | 909 | FACILITIES | BOTH | D20 | D2020 | D2020903 | 2025-12-24 | CNRSE | CNRSE ST-FAC
MYB-1264-BFP-01 | MAYPOR-1264 | BACKFLOW PREVENTER 6" RP FIRE PROTECTION | FEBCO | FEBCO 805Y | FACILITIES | BOTH | D20 | D2020 | D2020903 | 2026-01-30 | CNRSE | CNRSE ST-FAC
MYP-1260-BFP-01 | MAYPOR-1260 | BACKFLOW PREVENTER, 3/4" | FEBCO | 850 | FACILITIES | BOTH | D20 | D2020 | D2020903 | 2025-09-20 | CNRSE | CNRSE ST-FAC
MYP-1264-BFP-01 | MAYPOR-1264 | BACKFLOW PREVENTER 2" TAG#90 | WATTS | LF009M2QT | FACILITIES | BOTH | D20 | D2020 | D2020903 | 2026-01-30 | CNRSE | CNRSE ST-FAC
MYP-12-BFP-00 | MAYPOR-12 | BACKFLOW PREVENTER.75" TAG 218 FIRE PROTECTION | WATTS | 709 | FACILITIES | BOTH | D40 | D4090 | D4090903 | 2025-12-24 | CNRSE | CNRSE ST-FAC
MYP-12-FBP-02 | MAYPOR-12 | BACKFLOW PREVENTER 6" FIRE PROTECTION | WATTS | 709 DCVA | FACILITIES | BOTH | D40 | D4090 | D4090903 | UNKNOWN | CNRSE | CNRSE ST-FAC
MYP-1316-BFP-02 | MAYPOR-1316 | BACKFLOW PREVENTER 2" TAG# 388 | WATTS | LF909 M1QT | FACILITIES | BOTH | D20 | D2020 | D2020903 | 2025-12-10 | CNRSE | CNRSE ST-FAC
MYP-1320-BFP-02 | MAYPOR-1320 | BACKFLOW PREVENTER, .75" TAG# 213 IRRIGATION | FEBCO | 805 YB | FACILITIES | BOTH | D20 | D2020 | D2020903 | 2024-10-30 | CNRSE | CNRSE ST-FAC
MYP-1320-BFP-03 | MAYPOR-1320 | BACKFLOW PREVENTER 1.5" TAG#199 | FEBCO | LF850QTDS | FACILITIES | BOTH | D20 | D2020 | D2020903 | 2024-12-11 | CNRSE | CNRSE ST-FAC
MYP-1326-BFP-01 | MAYPOR-1326 | BACKFLOW PREVENTER 4" TAG# 269 | ZURN WILKINS | 375ASTR | FACILITIES | BOTH | D20 | D2020 | D2020903 | 2024-10-30 | CNRSE | CNRSE ST-FAC
MYP-1326-BFP-02 | MAYPOR-1326 | BACKFLOW PREVENTER 2.5" TAG#268 | WILKINS | WILKINS 975XL | FACILITIES | BOTH | D20 | D2020 | D2020903 | 2025-12-04 | CNRSE | CNRSE ST-FAC
MYP-1333-BFP-00 | MAYPOR-1333 | BACKFLOW PREVENTER, 2.5" TAG # 84 | FEBCO | 850 DCVA | FACILITIES | BOTH | D20 | D2020 | D2020903 | 2024-11-16 | CNRSE | CNRSE ST-FAC
MYP-1333-BFP-01 | MAYPOR-1333 | BACKFLOW PREVENTER, 3/4" TAG# 85 | ZURN WILKINS | 975XL2 | FACILITIES | BOTH | D20 | D2020 | D2020903 | 2025-08-23 | CNRSE | CNRSE ST-FAC
MYP-1334-BFP-00 | MAYPOR-1334 | BACKFLOW PREVENTER 3" TAG#214 IRRIGATION | ZURN WILKINS | 375 RP-3 | FACILITIES | BOTH | D20 | D2020 | D2020903 | 2024-10-30 | CNRSE | CNRSE ST-FAC
MYP-1338-FBP-00 | MAYPOR-1338 | BACKFLOW PREVENTER 6" FIRE PROTECTION | WILKINS | 350DA | FACILITIES | BOTH | D40 | D4090 | D4090903 | UNKNOWN | CNRSE | CNRSE ST-FAC
MYP-1343-BFP-01 | MAYPOR-1343 | BACKFLOW PREVENTER, 1" TAG#360 | WATTS | LF909QT | FACILITIES | BOTH | D20 | D2020 | D2020903 | 2025-04-16 | CNRSE | CNRSE ST-FAC
MYP-1343-BFP-03 | MAYPOR-1343 | BACKFLOW PREVENTER 1" | FEBCO | LF 825Y RPZ | FACILITIES | BOTH | D20 | D2020 | D2020903 | 2025-05-06 | CNRSE | CNRSE ST-FAC
MYP-1343-BFP-04 | MAYPOR-1343 | BACKFLOW PREVENTER 3' TAG#359 | ZURN WILKINS | 375 ASTR | FACILITIES | BOTH | D20 | D2020 | D2020903 | 2025-01-12 | CNRSE | CNRSE ST-FAC
MYP-1348-BFP-01 | MAYPOR-1348 | BACKFLOW PREVENTER 2" RP TAG#? | Unknown | Unknown | FACILITIES | BOTH | D20 | D2020 | D2020903 | UNKNOWN | CNRSE | CNRSE ST-FAC
MYP-1358-BFP-01 | MAYPOR-1358 | BACKFLOW PREVENTER 3/4" TAG#244 | ZURN WILKINS | 975 XL3 | FACILITIES | BOTH | D20 | D2020 | D2020903 | 2025-03-21 | CNRSE | CNRSE ST-FAC
MYP-1358-BFP-03 | MAYPOR-1358 | BACKFLOW PREVENTER 3/4" TAG#201 IRRIGATION | ZURN WILKINS | 950XL2 | FACILITIES | BOTH | D20 | D2020 | D2020903 | 2026-01-14 | CNRSE | CNRSE ST-FAC
MYP-1375-BFP-01 | MAYPOR-1375 | BACKFLOW PREVENTER 3/4" | FEBCO | FEBCO 805Y | FACILITIES | BOTH | D40 | D4090 | D4090903 | UNKNOWN | CNRSE | CNRSE ST-FAC
MYP-1380-BFP-01 | MAYPOR-1380 | BACKFLOW PREVENTER 1" RP TAG#106 | FEBCO | 805Y | FACILITIES | BOTH | D20 | D2020 | D2020903 | 2026-01-25 | CNRSE | CNRSE ST-FAC
MYP-1388-BFP-03 | MAYPOR-1388 | BACKFLOW PREVENTER 1.25" RP TAG# 89 | WATTS | LF009M2QT | FACILITIES | BOTH | D20 | D2020 | D2020903 | 2023-08-12 | CNRSE | CNRSE ST-FAC
MYP-1388-BFP-04 | MAYPOR-1388 | BACKFLOW PREVENTER 6'' DC FIRE PROTECTION | FEBCO | 850 | FACILITIES | BOTH | D20 | D2020 | D2020903 | UNKNOWN | CNRSE | CNRSE ST-FAC
MYP-1388-BFP-05 | MAYPOR-1388 | BACKFLOW PREVENTER 2" DCVA TAG#86 | WATTS | LF009M2QT | FACILITIES | BOTH | D20 | D2020 | D2020903 | 2023-08-12 | CNRSE | CNRSE ST-FAC
MYP-1388-BFP-06 | MAYPOR-1388 | Back Flow Preventor RP 3/4", Equipment Room | Unknown | FEBCO 825Y | FACILITIES | BOTH | D20 | D2020 | D2020903 | UNKNOWN | CNRSE | CNRSE ST-FAC
MYP-1388-BFP-08 | MAYPOR-1388 | BACKFLOW PREVENTER 3/4" RP TAG#88 | FEBCO | LF825Y | FACILITIES | BOTH | D20 | D2020 | D2020903 | 2023-10-06 | CNRSE | CNRSE ST-FAC
MYP-1388-BFP-09 | MAYPOR-1388 | BACKFLOW PREVENTER 3/4'' RP TAG#87 | FEBCO | LF825Y | FACILITIES | BOTH | D20 | D2020 | D2020903 | 2023-08-26 | CNRSE | CNRSE ST-FAC
MYP-1391-BFP-01 | MAYPOR-1391 | BACKFLOW PREVENTER 3/4" | FEBCO | FEBCO 825Y | FACILITIES | BOTH | D20 | D2020 | D2020903 | UNKNOWN | CNRSE | CNRSE ST-FAC
MYP-1391-BFP-02 | MAYPOR-1391 | BACKFLOW PREVENTER 1.5" DCVA TAG#83 | APOLLO | DC-4A | FACILITIES | BOTH | D20 | D2020 | D2020903 | 2025-03-08 | CNRSE | CNRSE ST-FAC
MYP-1391-BFP-04 | MAYPOR-1391 | BACKFLOW PREVENTER 1" | Unknown | Unknown | FACILITIES | BOTH | D20 | D2020 | D2020903 | UNKNOWN | CNRSE | CNRSE ST-FAC
MYP-1391-BFP-05 | MAYPOR-1391 | BACKFLOW PREVENTER 1.5" RPZ TAG#243 | APOLLO | RP-4A | FACILITIES | BOTH | D20 | D2020 | D2020903 | 2025-03-08 | CNRSE | CNRSE ST-FAC
MYP-1391-BFP-07 | MAYPOR-1391 | BACKFLOW PREVENTER 4" TAG#? | WATTS | 957 | FACILITIES | BOTH | D20 | D2020 | D2020903 | 2024-11-23 | CNRSE | CNRSE ST-FAC
MYP-1396-BFP-01 | MAYPOR-1396 | Back Flow Preventor 4" | Unknown | WATTS 009QT-RP | FACILITIES | BOTH | D20 | D2020 | D2020903 | UNKNOWN | CNRSE | CNRSE ST-FAC
MYP-1397-BFP-01 | MAYPOR-1397 | BACKFLOW PREVENTER 2" RP TAG#236 | WATTS | LF009M2QT | FACILITIES | BOTH | D20 | D2020 | D2020903 | 2023-08-22 | CNRSE | CNRSE ST-FAC
MYP-1397-BFP-02 | MAYPOR-1397 | BACKFLOW PREVENTER 2" | FEBCO | 805Y | FACILITIES | BOTH | D20 | D2020 | D2020903 | UNKNOWN | CNRSE | CNRSE ST-FAC
MYP-1397-BFP-03 | MAYPOR-1397 | BACKFLOW PREVENTER 6" FIRE PROTECTION | FEBCO | 805Y | FACILITIES | BOTH | D40 | D4090 | D4090903 | 2023-07-01 | CNRSE | CNRSE ST-FAC
MYP-1425-BFP-01 | MAYPOR-1425 | BACKFLOW PREVENTER 2" DCVA TAG#208 | APOLLO | DC40 | FACILITIES | BOTH | D20 | D2020 | D2020903 | 2024-12-16 | CNRSE | CNRSE ST-FAC
MYP-1430-BFP-01 | MAYPOR-1430 | BACKFLOW PREVENTER 6" | Unknown | FEBCO 850 | FACILITIES | BOTH | D20 | D2020 | D2020903 | UNKNOWN | CNRSE | CNRSE ST-FAC
MYP-1433-BFP-01 | MAYPOR-1433 | BACKFLOW PREVENTER, 1.5" | FEBCO | FEBCO 825Y | FACILITIES | BOTH | D20 | D2020 | D2020903 | UNKNOWN | CNRSE | CNRSE ST-FAC
MYP-1460-BFP-03 | MAYPOR-1460 | BACKFLOW PREVENTER 2' PWC #837 | WILKINS | 975 XL | FACILITIES | BOTH | D20 | D2020 | D2020903 | UNKNOWN | CNRSE | CNRSE ST-FAC
MYP-1460-BFP-04 | N60201 | BACKFLOW DEVICE RP 2" Tag# 270 | WILKINS | 975XL | FACILITIES | BOTH | D20 | D2020 | D2020903 | UNKNOWN | CNRSE | CNRSE ST-FAC
MYP-1488-BFP-02 | MAYPOR-1488 | BACKFLOW PREVENTER 6", TAG# 706 FIRE PROTECTION | ZURN WILKINS | 950-DCVA | FACILITIES | BOTH | D40 | D4090 | D4090903 | 2025-12-24 | CNRSE | CNRSE ST-FAC
MYP-1488-BFP-03 | MAYPOR-1488 | BACKFLOW PREVENTER 8" DCVA TAG#127 | FEBCO | 850 | FACILITIES | BOTH | D40 | D4090 | D4090903 | 2025-12-24 | CNRSE | CNRSE ST-FAC
MYP-1488-BFP-04 | MAYPOR-1488 | BACKFLOW PREVENTER 8", North East Corner | FEBCO | 850 | FACILITIES | BOTH | D20 | D2020 | D2020903 | 2025-12-24 | CNRSE | CNRSE ST-FAC
MYP-1488-BFP-05 | MAYPOR-1488 | BACKFLOW PREVENTER 8", SE Corner | FEBCO | 850 | FACILITIES | BOTH | D20 | D2020 | D2020903 | 2025-12-24 | CNRSE | CNRSE ST-FAC
MYP-1488-BFP-06 | MAYPOR-1488 | BACKFLOW PREVENTER 8" DCVA TAG#130 FIRE PROTECTION | FEBCO | 850 | FACILITIES | BOTH | D20 | D2020 | D2020903 | UNKNOWN | CNRSE | CNRSE ST-FAC
MYP-1488-BFP-07 | MAYPOR-1488 | BACKFLOW PREVENTER 1 1/2" RPZ TAG#126 IRRIGATION | WILKINS | 975XL | FACILITIES | BOTH | D20 | D2020 | D2020903 | 2026-01-09 | CNRSE | CNRSE ST-FAC
MYP-1488-BFP-08 | MAYPOR-1488 | BACKFLOW PREVENTER 4" RP TAG#202 | FEBCO | 860 | FACILITIES | BOTH | D20 | D2020 | D2020903 | 2025-12-10 | CNRSE | CNRSE ST-FAC
MYP-1488-BFP-09 | MAYPOR-1488 | BACKFLOW PREVENTER 1.75" RP TAG#206 | WATTS | LF009M2QT | FACILITIES | BOTH | D20 | D2020 | D2020903 | 2024-12-19 | CNRSE | CNRSE ST-FAC
MYP-1488-BFP-10 | MAYPOR-1488 | BACKFLOW PREVENTER 4" RP TAG#203 | FEBCO | FEBCO 860 | FACILITIES | BOTH | D20 | D2020 | D2020903 | 2025-12-10 | CNRSE | CNRSE ST-FAC
MYP-1488-BFP-16 | MAYPOR-1488 | BACKFLOW PREVENTER 2", West Side | ZURN WILKINS | 975XL2 RPZ | FACILITIES | BOTH | D40 | D4090 | D4090903 | 2024-03-07 | CNRSE | CNRSE ST-FAC
MYP-1488-FBP-01 | MAYPOR-1488 | BACKFLOW PREVENTER .75" DCVA FIRE PROTECTION BYPASS | WILKINS | 950XL | FACILITIES | BOTH | D40 | D4090 | D4090903 | N/A | CNRSE | CNRSE ST-FAC
MYP-1520-BFP-01 | MAYPOR-1520 | BACKFLOW PREVENTER 6" DCVA FIRE PROTECTION | FEBCO | 850 | FACILITIES | BOTH | D40 | D4090 | D4090903 | UNKNOWN | CNRSE | CNRSE ST-FAC
MYP-154-BFP-00 | MAYPOR-154 | BACKFLOW PREVENTOR | Unknown | Unknown | FACILITIES | BOTH | D20 | D2020 | D2020903 | UNKNOWN | CNRSE | CNRSE ST-FAC
MYP-1552-BFP-02 | MAYPOR-1552 | BACKFLOW PREVENTER 2" | WILKINS | WILKINS 975XL | FACILITIES | BOTH | D20 | D2020 | D2020903 | UNKNOWN | CNRSE | CNRSE ST-FAC
MYP-1552-BFP-03 | MAYPOR-1552 | BACKFLOW PREVENTER 3" RP TAG#267 | FEBCO | LF 860 | FACILITIES | BOTH | D20 | D2020 | D2020903 | 2025-12-13 | CNRSE | CNRSE ST-FAC
MYP-1552-BFP-05 | MAYPOR-1552 | BACKFLOW PREVENTER 2" RP TAG#350 | FEBCO | 975XL | FACILITIES | BOTH | D20 | D2020 | D2020903 | 2025-06-03 | CNRSE | CNRSE ST-FAC
MYP-1552-BFP-06 | MAYPOR-1552 | BACKFLOW PREVENTER 2" RPZ, TAG#? | FEBCO | 860 | FACILITIES | BOTH | D20 | D2020 | D2020903 | UNKNOWN | CNRSE | CNRSE ST-FAC
MYP-1552-BFP-07 | MAYPOR-1552 | BACKFLOW PREVENTER 3" RP TAG#266 | FEBCO | 825Y | FACILITIES | BOTH | D20 | D2020 | D2020903 | 2025-12-26 | CNRSE ST-FAC | CNRSE ST-FAC
MYP-1552-BFP-08 | MAYPOR-1552 | BACKFLOW PREVENTER 3" RP TAG# 265 | FEBCO | 860 | FACILITIES | BOTH | D20 | D2020 | D2020903 | 2025-12-13 | CNRSE | CNRSE ST-FAC
MYP-1553-BFP-01 | MAYPOR-1553 | BACKFLOW PREVENTER 3" | FEBCO | 825Y | FACILITIES | BOTH | D20 | D2020 | D2020903 | UNKNOWN | CNRSE | CNRSE ST-FAC
MYP-1553-BFP-02 | MAYPOR-1553 | BACKFLOW PREVENTER 3/4" RP TAG#137 | WILKINS | 975XL | FACILITIES | BOTH | D20 | D2020 | D2020903 | 2025-12-26 | CNRSE | CNRSE ST-FAC
MYP-1553-BFP-03 | MAYPOR-1553 | Back Flow Preventor DCVA 3" DCVA TAG# 397 | FEBCO | 850 | FACILITIES | BOTH | D20 | D2020 | D2020903 | 2025-12-26 | CNRSE | CNRSE ST-FAC
MYP-1553-BFP-04 | MAYPOR-1553 | Back Flow Preventor RP 3/4" TAG#131 | WILKINS | 975XL | FACILITIES | BOTH | D20 | D2020 | D2020903 | 2025-12-26 | CNRSE | CNRSE ST-FAC
MYP-1553-BFP-05 | MAYPOR-1553 | BACKFLOW PREVENTION 2" RP TAG#396 | FEBCO | 825Y | FACILITIES | BOTH | D20 | D2020 | D2020903 | 2025-01-05 | CNRSE | CNRSE ST-FAC
MYP-1554-BFP-01 | MAYPOR-1554 | BACKFLOW PREVENTER 2" RP TAG#346 | WATTS | LF909M1QT | FACILITIES | BOTH | D20 | D2020 | D2020903 | UNKNOWN | CNRSE | CNRSE ST-FAC
MYP-1554-BFP-02 | MAYPOR-1554 | BACKFLOW PREVENTER 2.5" DCVA TAG#133 | FEBCO | 850 | FACILITIES | BOTH | D20 | D2020 | D2020903 | UNKNOWN | CNRSE ST-FAC | CNRSE ST-FAC
MYP-1554-BFP-03 | MAYPOR-1554 | BACKFLOW PREVENTER 1" RP TAG#134 | FEBCO | 825Y | FACILITIES | BOTH | D20 | D2020 | D2020903 | UNKNOWN | CNRSE | CNRSE ST-FAC
MYP-1555-BFP-00 | MAYPOR-1555 | BACKFLOW PREVENTER 1.50" RP TAG#? | WILKINS | 975XL2 | FACILITIES | BOTH | D20 | D2020 | D2020903 | 2025-06-03 | CNRSE | CNRSE ST-FAC
MYP-1555-BFP-01 | MAYPOR-1555 | BACKFLOW PREVENTER 2" RP TAG#? | WATTS | LF009M2QT | FACILITIES | BOTH | D20 | D2020 | D2020903 | 2024-04-16 | CNRSE | CNRSE ST-FAC
MYP-1555-BFP-03 | MAYPOR-1555 | BACKFLOW PREVENTER .75" RP TAG#? | WATTS | WATTS 909 | FACILITIES | BOTH | D20 | D2020 | D2020903 | UNKNOWN | CNRSE | CNRSE ST-FAC
MYP-1555-BFP-04 | MAYPOR-1555 | BACKFLOW PREVENTER 2.5" RP TAG#352 | WILKINS | 375ASTR | FACILITIES | BOTH | D20 | D2020 | D2020903 | 2025-04-29 | CNRSE | CNRSE ST-FAC
MYP-1555-BFP-06 | MAYPOR-1555 | BACKFLOW PREVENTER 6" RP FIRE PROTECTION | WILKINS | Unknown | FACILITIES | BOTH | D20 | D2020 | D2020903 | UNKNOWN | CNRSE | CNRSE ST-FAC
MYP-1556-BFP-01 | MAYPOR-1556 | BACKFLOW PREVENTER 1.50" RP TAG#347 | WILKINS | 975XL2 | FACILITIES | BOTH | D20 | D2020 | D2020903 | 2025-12-04 | CNRSE | CNRSE ST-FAC
MYP-1556-BFP-02 | MAYPOR-1556 | BACKFLOW PREVENTER 1.50" RP TAG# 345 | FEBCO | 825Y | FACILITIES | BOTH | D20 | D2020 | D2020903 | 2025-01-09 | CNRSE | CNRSE ST-FAC
MYP-1556-BFP-04 | MAYPOR-1556 | BACKFLOW PREVENTER 6" DCVA TAG# 344 | FEBCO | 850 | FACILITIES | BOTH | D40 | D4090 | D4090903 | 2025-03-12 | CNRSE | CNRSE ST-FAC
MYP-1556-BFP-05 | MAYPOR-1556 | BACKFLOW PREVENTER 2" PVB TAG#? IRRIGATION | FEBCO | 765 PVB | FACILITIES | BOTH | D20 | D2020 | D2020903 | 2025-12-11 | CNRSE | CNRSE ST-FAC
MYP-1576-BFP-01 | MAYPOR-1576 | BACKFLOW PREVENTER 1" RP TAG#? | WILKINS | 975 XL2 REDUCED PRESSURE | FACILITIES | BOTH | D20 | D2020 | D2020903 | UNKNOWN | CNRSE | CNRSE ST-FAC
MYP-1576-BFP-03 | MAYPOR-1576 | BACKFLOW PREVENTER 1.50" DCVA TAG#378 | FEBCO | 805Y | FACILITIES | BOTH | D20 | D2020 | D2020903 | 2026-01-31 | CNRSE | CNRSE ST-FAC
MYP-1576-BFP-05 | MAYPOR-1576 | BACKFLOW PREVENTER 2"RP TAG#? IRRIGATION | WATTS | LF 909 | FACILITIES | BOTH | D20 | D2020 | D2020903 | 2025-05-02 | CNRSE | CNRSE ST-FAC
MYP-1588-BFP-01 | MAYPOR-1588 | Back Flow Preventor 1" RP TAG#283 | FEBCO | 825Y-RP-1" | FACILITIES | BOTH | D20 | D2020 | D2020903 | 2025-12-04 | CNRSE | CNRSE ST-FAC
MYP-1591-BFP-01 | MAYPOR-1591 | BACKFLOW PREVENTER 1.5" PVB TAG#337 IRRIGATION | WILKINS | 720PVB | FACILITIES | BOTH | D20 | D2020 | D2020903 | 2025-07-27 | CNRSE | CNRSE ST-FAC
MYP-1591-BFP-02 | MAYPOR-1591 | BACKFLOW PREVENTER 2 RP TAG#336 | FEBCO | 825YRPZ | FACILITIES | BOTH | D20 | D2020 | D2020903 | 2025-07-01 | CNRSE | CNRSE ST-FAC
MYP-1596-BFP-02 | MAYPOR-1596 | BACKFLOW PREVENTER 1" DC TAG#335 | ZURN WILKINS | 950XLT2 | FACILITIES | BOTH | D20 | D2020 | D2020903 | 2025-12-11 | CNRSE | CNRSE ST-FAC
MYP-1600-BFP-01 | MAYPOR-1600 | BACKFLOW PREVENTION 6" | FEBCO | 850 | FACILITIES | BOTH | D40 | D4090 | D4090903 | UNKNOWN | CNRSE | CNRSE ST-FAC
MYP-1600-BFP-02 | MAYPOR-1600 | BACKFLOW PREVENTER 2" RP TAG# 332 | WILKINS | 975XL | FACILITIES | BOTH | D20 | D2020 | D2020903 | 2025-04-29 | CNRSE | CNRSE ST-FAC
MYP-1600-BFP-03 | MAYPOR-1600 | BACKFLOW PREVENTER .75" RP TAG#264 | WILKINS | 975XL | FACILITIES | BOTH | D20 | D2020 | D2020903 | 2025-04-11 | CNRSE | CNRSE ST-FAC
MYP-1600-BFP-04 | MAYPOR-1600 | BACKFLOW PREVENTER 1" | ZURN WILKINS | 950 XL | FACILITIES | BOTH | D20 | D2020 | D2020903 | UNKNOWN | CNRSE | CNRSE ST-FAC
MYP-1607-BFP-01 | MAYPOR-1607 | BACKFLOW PREVENTER 6" | WILKINS | 825Y | FACILITIES | BOTH | D20 | D2020 | D2020903 | UNKNOWN | CNRSE | CNRSE ST-FAC
MYP-1607-BFP-02 | MAYPOR-1607 | BACKFLOW PREVENTER 6" DCVA TAG#180 | WILKINS | 950 DCVA | FACILITIES | BOTH | D20 | D2020 | D2020903 | UNKNOWN | CNRSE | CNRSE ST-FAC
MYP-1613-BFP-01 | MAYPOR-1613 | BACKFLOW PREVENTER 8" DCVA TAG# 381 FIRE PROTECTION | FEBCO | FEBCO 850 | FACILITIES | BOTH | D20 | D2020 | D2020903 | 2026-01-30 | CNRSE | CNRSE ST-FAC
MYP-1613-BFP-03 | MAYPOR-1613 | BACKFLOW PREVENTER 2" RP TAG#380 | WILKINS | LF009MZ | FACILITIES | BOTH | D20 | D2020 | D2020903 | 2025-03-11 | CNRSE | CNRSE ST-FAC
MYP-1624-BFP-01 | MAYPOR-1624 | BACKFLOW PREVENTER-Type: 1.5" PIPE-POTABLE WATER- Tag: 309 | Unknown | WATTS 007-DCVA-1 1/2 | FACILITIES | BOTH | D20 | D2020 | D2020903 | 2025-05-23 | CNRSE | CNRSE ST-FAC
MYP-1805-BFP-01 | MAYPOR-1805 | BACKFLOW PREVENTER 4" RP TAG# 285 | FEBCO | 860-RP-4" | FACILITIES | BOTH | D20 | D2020 | D2020903 | 2025-12-04 | CNRSE | CNRSE ST-FAC
MYP-1817-BFP-01 | MAYPOR-1817 | BACKFLOW PREVENTER 2" RP TAG#344 | FEBCO | 8254 | FACILITIES | BOTH | D20 | D2020 | D2020903 | 2025-05-24 | CNRSE | CNRSE ST-FAC
MYP-1842-BFP-01 | MAYPOR-1842 | BACKFLOW PREVENTER 1" RP TAG#177 | WATTS | 009 | FACILITIES | BOTH | D20 | D2020 | D2020903 | 2026-01-25 | CNRSE | CNRSE ST-FAC
MYP-1842-BFP-02 | MAYPOR-1842 | BACKFLOW PREVENTER DCVA 1 1/2", SW OUTSIDE | ZURN WILKINS | 975XL | FACILITIES | BOTH | D20 | D2020 | D2020903 | 2025-07-08 | CNRSE | CNRSE ST-FAC
MYP-1842-BFP-03 | MAYPOR-1842 | BACKFLOW PREVENTER 4" DCVA TAG# 328 FIRE PROTECTION | Unknown | AMES 2000 55 | FACILITIES | BOTH | D40 | D4090 | D4090903 | 2025-03-06 | CNRSE | CNRSE ST-FAC
MYP-1854-BFP-03 | MAYPOR-1854 | BACKFLOW PREVENTER 6" DCVA TAG#323 FIRE PROTECTION | WATTS | 909-DCVA-6" | FACILITIES | BOTH | D40 | D4090 | D4090903 | 2025-03-06 | CNRSE | CNRSE ST-FAC
MYP-1854-BFP-04 | MAYPOR-1854 | BACKFLOW PREVENTER .75" TAG#322 FIRE PROTECTION BYPASS | ZURN WILKINS | 950XL | FACILITIES | BOTH | D40 | D4090 | D4090903 | 2025-12-23 | CNRSE | CNRSE ST-FAC
MYP-1860-BFP-03 | MAYPOR-1860 | BACKFLOW PREVENTER 2" RP TAG#282 | FEBCO | LF909M1QT | FACILITIES | BOTH | D20 | D2020 | D2020903 | 2025-12-05 | CNRSE | CNRSE ST-FAC
MYP-1868-BFP-01 | MAYPOR-1868 | BACKFLOW PREVENTER 1" RP TAG# 143 | WATTS | RPZ 009 | FACILITIES | BOTH | D20 | D2020 | D2020903 | 2025-12-23 | CNRSE | CNRSE ST-FAC
MYP-1868-BFP-02 | MAYPOR-1868 | BACKFLOW PREVENTER 6" DCVA TAG# 954 FIRE PROTECTION | FEBCO | 850 | FACILITIES | BOTH | D20 | D2020 | D2020903 | 2026-01-30 | CNRSE | CNRSE ST-FAC
MYP-1868-BFP-03 | MAYPOR-1868 | BACKFLOW PREVENTER 1.50" DCVA TAG# 383 IRRIGATION | APOLLO | RPLF4AO | FACILITIES | BOTH | D20 | D2020 | D2020903 | 2025-03-04 | CNRSE | CNRSE ST-FAC
MYP-1868-BFP-04 | MAYPOR-1868 | BACKFLOW PREVENTER 2" RP TAG# 953 | FEBCO | LF825Y | FACILITIES | BOTH | D20 | D2020 | D2020903 | 2025-03-04 | CNRSE | CNRSE ST-FAC
MYP-1878-BFP-01 | MAYPOR-1878 | BACKFLOW PREVENTER 1" DCV TAG#? | CONBRACO | DCV | FACILITIES | BOTH | D20 | D2020 | D2020903 | UNKNOWN | CNRSE | CNRSE ST-FAC
MYP-1878-BFP-03 | MAYPOR-1878 | BACKFLOW PREVENTER 1 1/2" DC TAG#? IRRIGATION | ZURN WILKINS | 975XL2 | FACILITIES | BOTH | D20 | D2020 | D2020903 | 2025-03-04 | CNRSE | CNRSE ST-FAC
MYP-1878-BFP-04 | MAYPOR-1878 | BACKFLOW PREVENTER 6" DCVA TAG# 115 FIRE PREVENTION | FEBCO | 805 | FACILITIES | BOTH | D40 | D4090 | D4090903 | 2026-01-30 | CNRSE | CNRSE ST-FAC
MYP-1878-BFP-05 | MAYPOR-1878 | BACKFLOW PREVENTER 2" RP TAG#? | WATTS | LF 909 | FACILITIES | BOTH | D20 | D2020 | D2020903 | 2025-03-08 | CNRSE | CNRSE ST-FAC
MYP-1886-BFP-02 | MAYPOR-1886 | BACKFLOW PREVENTER 1" RP TAG# 139 | ZURN WILKINS | 975XL2 | FACILITIES | BOTH | D20 | D2020 | D2020903 | 2026-01-13 | CNRSE | CNRSE ST-FAC
MYP-1888-BFP-03 | MAYPOR-1888 | BACKFLOW PREVENTER, 1" | WATTS | WATTS 909 | FACILITIES | BOTH | D20 | D2020 | D2020903 | UNKNOWN | CNRSE | CNRSE ST-FAC
MYP-1888-BFP-04 | MAYPOR-1888 | BACKFLOW PREVENTER, 4" DC TAG#330 | WATTS | LF709 | FACILITIES | BOTH | D20 | D2020 | D2020903 | 2025-07-08 | CNRSE | CNRSE ST-FAC
MYP-1888-BFP-05 | MAYPOR-1888 | BACKFLOW PREVENTER, 2" RP TAG# 329 | WATTS | LF009M2QT | FACILITIES | BOTH | D20 | D2020 | D2020903 | 2025-07-08 | CNRSE | CNRSE ST-FAC
MYP-1888-FBP-01 | MAYPOR-1888 | BACKFLOW PREVENTER, 8" DCVA TAG# 331 FIRE PROTECTION | WATTS | WATTS 709-DCVA | FACILITIES | BOTH | D40 | D4090 | D4090903 | 2025-03-06 | CNRSE | CNRSE ST-FAC
MYP-1893-BFP-00 | MAYPOR-1893 | BACKFLOW PREVENTER 1.50" RP TAG# 225 | WILKINS | 975XL | FACILITIES | BOTH | D20 | D2020 | D2020903 | 2023-09-14 | CNRSE | CNRSE ST-FAC
MYP-1893-BFP-01 | MAYPOR-1893 | BACKFLOW PREVENTER 3/4" | FEBCO | 8204 | FACILITIES | BOTH | D20 | D2020 | D2020903 | 2022-08-10 | CNRSE | CNRSE ST-FAC
MYP-1893-BFP-02 | MAYPOR-1893 | BACKFLOW PREVENTER 2" DCVA TAG# 369 | FEBCO | 850 | FACILITIES | BOTH | D20 | D2020 | D2020903 | 2025-04-12 | CNRSE | CNRSE ST-FAC
MYP-1900-BFP-02 | MAYCOM-1900 | BACKFLOW PREVENTER 2" RP TAG# 318 | FEBCO | 825Y | FACILITIES | BOTH | D20 | D2020 | D2020903 | 2025-05-24 | CNRSE | CNRSE ST-FAC
MYP-1900-BFP-04 | MAYCOM-1900 | BACKFLOW PREVENTER 8" RP TAG# 373 FIRE PROTECTION | WILKINS | 375 | FACILITIES | BOTH | D40 | D4090 | D4090903 | 2025-01-16 | CNRSE | CNRSE ST-FAC
MYP-1900-BFP-05 | MAYCOM-1900 | BACKFLOW PREVENTER 8" TAG# 374 FIRE PROTECTION | ZURN WILKINS | 375 | FACILITIES | BOTH | D40 | D4090 | D4090903 | 2025-03-07 | CNRSE | CNRSE ST-FAC
MYP-1903-BFP-01 | MAYPOR-1903LS | BACKFLOW PREVENTER - 1" RP TAG#255 | FEBCO | 825Y | FACILITIES | BOTH | D20 | D2030 | D2030100 | 2026-01-02 | CNRSE | CNRSE ST-FAC
MYP-190-BFP-01 | MAYPOR-190 | BACKFLOW PREVENTER 2'' TAG# 210 | ZURN WILKINS | 975XL2 | FACILITIES | BOTH | D20 | D2020 | D2020903 | 2025-02-02 | CNRSE | CNRSE ST-FAC
MYP-191-BFP-00 | MAYPOR-191 | BACKFLOW PREVENTION .75" | Unknown | Unknown | FACILITIES | BOTH | D20 | D2020 | D2020903 | UNKNOWN | CNRSE | CNRSE ST-FAC
MYP-191-BFP-02 | MAYPOR-191 | BACKFLOW PREVENTER 8" TAG#226 FIRE PROTECTION | FEBCO | 850 | FACILITIES | BOTH | D40 | D4090 | D4090903 | 2024-10-20 | CNRSE | CNRSE ST-FAC
MYP-191-BFP-03 | MAYPOR-191 | BACKFLOW PREVENTER 6" DCVA TAG#228 FIRE PROTECTION | FEBCO | 850 | FACILITIES | BOTH | D40 | D4090 | D4090903 | 2024-11-08 | CNRSE | CNRSE ST-FAC
MYP-191-BFP-04 | MAYPOR-191 | BACKFLOW PREVENTER 2" RP TAG# 388 | WATTS | LF 909 RPZ | FACILITIES | BOTH | D20 | D2020 | D2020903 | UNKNOWN | CNRSE | CNRSE ST-FAC
MYP-192-BFP-01 | MAYPOR-192 | BACKFLOW PREVENTION 1" RPZ TAG#? | Unknown | RPZ | FACILITIES | BOTH | D20 | D2020 | D2020903 | 2025-05-01 | CNRSE | CNRSE ST-FAC
MYP-1960-BFP-01 | RIBBAY-1960 | BACKFLOW PREVENTER .75 RP TAG# 174 | WATTS | WATTS 009 M3 | FACILITIES | BOTH | D20 | D2020 | D2020903 | 2025-01-24 | CNRSE | CNRSE ST-FAC
MYP-1960-BFP-02 | RIBBAY-1960 | BACKFLOW PREVENTER 6" RP TAG# 678 | WATTS | 909-RP-6" | FACILITIES | BOTH | D20 | D2020 | D2020903 | 2025-07-10 | CNRSE | CNRSE ST-FAC
MYP-1960-BFP-03 | RIBBAY-1960 | BACKFLOW PREVENTER 6" DCVA TAG# 319 FIRE PROTECTION | WATTS | 709-RP-6" | FACILITIES | BOTH | D20 | D2020 | D2020903 | 2025-03-05 | CNRSE | CNRSE ST-FAC
MYP-1966-BFP-00 | MAYPOR-1966 | BACKFLOW PREVENTER 2.5" TAG# 190 | WILKINS | 375 | FACILITIES | BOTH | D20 | D2020 | D2020903 | 2025-07-09 | CNRSE | CNRSE ST-FAC
MYP-1966-BFP-01 | MAYPOR-1966 | BACKFLOW PREVENTER 1.5" RP TAG# 194 IRRIGATION | WATTS | 909M1QT | FACILITIES | BOTH | D20 | D2020 | D2020903 | UNKNOWN | CNRSE | CNRSE ST-FAC
MYP-1972-BFP-01 | RIBBAY-1972 | BACKFLOW PREVENTER 2" | FEBCO | 825Y-RP-2" | FACILITIES | BOTH | D20 | D2020 | D2020903 | UNKNOWN | CNRSE | CNRSE ST-FAC
MYP-1972-BFP-02 | RIBBAY-1972 | BACKFLOW PREVENTER 2" | FEBCO | 825Y-RP-2" | FACILITIES | BOTH | D20 | D2020 | D2020903 | UNKNOWN | CNRSE | CNRSE ST-FAC
MYP-1981-BFP-02 | MAYPOR-1981 | BACKFLOW PREVENTER 1.5" TAG#171 IRRIGATION | WILKINS | 975-RP-1 1/2 | FACILITIES | BOTH | D20 | D2020 | D2020903 | 2026-01-23 | CNRSE | CNRSE ST-FAC
MYP-1981-BFP-03 | MAYPOR-1981 | BACKFLOW PREVENTER .75" RP TAG#120 | WATTS | 009M3QT | FACILITIES | BOTH | D20 | D2020 | D2020903 | UNKNOWN | CNRSE | CNRSE ST-FAC
MYP-1981-BFP-05 | MAYPOR-1981 | BACKFLOW PREVENTER 2.5" RP TAG#170 | WILKINS | 975XL | FACILITIES | BOTH | D20 | D2020 | D2020903 | 2026-01-23 | CNRSE | CNRSE ST-FAC
MYP-1983-BFP-01 | MAYPOR-1983 | Back Flow Preventor 1" | WATTS | 007M1QT | FACILITIES | BOTH | D20 | D2020 | D2020903 | 2026-01-23 | CNRSE | CNRSE ST-FAC
MYP-1986-BFP-001 | MAYPOR-1986 | BACKFLOW PREVENTER 2" RP TAG#261 | WATTS | 009M1QT | FACILITIES | BOTH | D20 | D2020 | D2020903 | 2025-12-13 | CNRSE | CNRSE ST-FAC
MYP-1-BFP-00 | MAYPOR-1 | BACKFLOW PREVENTION 4" TAG#98 | FEBCO | 850 | FACILITIES | BOTH | D20 | D2020 | D2020903 | 2025-10-06 | CNRSE | CNRSE ST-FAC
MYP-1-BFP-01 | MAYPOR-1 | BACKFLOW PREVENTION 1" TAG#99 | FEBCO | LF850 | FACILITIES | BOTH | D20 | D2020 | D2020903 | 2026-08-19 | CNRSE | CNRSE ST-FAC
MYP-1-BFP-04 | MAYPOR-1 | BACKFLOW PREVENTER 6" | WILKINS | 350A | FACILITIES | BOTH | D20 | D2020 | D2020903 | 2025-12-24 | CNRSE | CNRSE ST-FAC
MYP-1-BFP-05 | MAYPOR-1 | BACKFLOW PREVENTER 4" RP TAG#263 | WILKINS | 375ASTR | FACILITIES | BOTH | D20 | D2020 | D2020903 | 2025-12-04 | CNRSE | CNRSE ST-FAC
MYP-1-BFP-06 | MAYPOR-1 | BACKFLOW PREVENTER 4" RP TAG#262 | WILKINS | 375ASTR | FACILITIES | BOTH | D20 | D2020 | D2020903 | 2025-12-04 | CNRSE | CNRSE ST-FAC
MYP-1-BFP-07 | MAYPOR-1 | BACKFLOW PREVENTER 1.5" IRRIGATION TAG# 212 | WILKINS | 450XL | FACILITIES | BOTH | D20 | D2020 | D2020903 | UNKNOWN | CNRSE | CNRSE ST-FAC
MYP-2020-BFP-01 | MAYPOR-2020 | BACKFLOW PREVENTER .75" DCVA TAG#317 FIRE PROTECTION | ZURN WILKINS | 950XLT | FACILITIES | BOTH | D40 | D4090 | D4090903 | UNKNOWN | CNRSE | CNRSE ST-FAC
MYP-2020-BFP-02 | MAYPOR-2020 | BACKFLOW PREVENTER .75" DCVA TAG#316 IRRIGATION | ZURN WILKINS | 950XL | FACILITIES | BOTH | D20 | D2020 | D2020903 | 2025-05-24 | CNRSE | CNRSE ST-FAC
MYP-2020-BFP-03 | MAYPOR-2020 | BACKFLOW PREVENTER 1.5" RP TAG#315 FIRE PROTECTION | ZURN WILKINS | 975XL | FACILITIES | BOTH | D40 | D4090 | D4090903 | 2025-05-24 | CNRSE | CNRSE ST-FAC
MYP-2021-BFP-02 | MAYPOR-2021 | BACKFLOW PREVENTER 1" DCVA TAG#155 IRRIGATION | WILKINS | 950XL | FACILITIES | BOTH | D20 | D2020 | D2020903 | 2023-07-20 | CNRSE | CNRSE ST-FAC
MYP-2025A-BFP-03 | MAYPOR-2025A | BACKFLOW PREVENTER 1" RP TAG# 1083 | ZURN WILKINS | 975XL | FACILITIES | BOTH | D20 | D2020 | D2020903 | UNKNOWN | CNRSE | CNRSE ST-FAC
MYP-2025-BFP-01 | MAYPOR-2025 | BACKFLOW PREVENTER 1.5" RP TAG# 375 | WILKINS | 975XL | FACILITIES | BOTH | D20 | D2020 | D2020903 | 2025-07-08 | CNRSE | CNRSE ST-FAC
MYP-2025-BFP-02 | MAYPOR-2025 | BACKFLOW PREVENTER 1.5" RP TAG# 376 | WILKINS | 975XL | FACILITIES | BOTH | D20 | D2020 | D2020903 | UNKNOWN | CNRSE | CNRSE ST-FAC
MYP-2038-BFP-01 | MAYPOR-2038 | BACKFLOW PREVENTER 1.5 RP TAG# 372 | WATTS | 909MI | FACILITIES | BOTH | D20 | D2020 | D2020903 | 2025-02-20 | CNRSE | CNRSE ST-FAC
MYP-2039-BFP-01 | MAYPOR-2039 | BACKFLOW PREVENTER 2" RPZ TAG#1027 | FEBCO | 825YRPZ | FACILITIES | BOTH | D20 | D2020 | D2020903 | 2023-05-20 | CNRSE | CNRSE ST-FAC
MYP-2039-BFP-02 | MAYPOR-2039 | BACKFLOW PREVENTER 2" RP TAG#1028 | ZURN WILKINS | 975 XL | FACILITIES | BOTH | D20 | D2020 | D2020903 | 2025-08-07 | CNRSE | CNRSE ST-FAC
MYP-2039-BFP-04 | MAYPOR-2039 | BACKFLOW PREVENTER 1.5" TAG#306 | ZURN WILKINS | 950 XL2 | FACILITIES | BOTH | D20 | D2020 | D2020903 | 2025-12-13 | CNRSE | CNRSE ST-FAC
MYP-2051-BFP-01 | MAYPOR-2051 | BACKFLOW PREVENTER 2 .5" RP TAG#277 | WATTS | 909 | FACILITIES | BOTH | D20 | D2020 | D2020903 | 2025-12-04 | CNRSE | CNRSE ST-FAC
MYP-2051-BFP-02 | MAYPOR-2051 | BACKFLOW PREVENTER 2.5" RP TAG#278 | WATTS | 909 | FACILITIES | BOTH | D20 | D2020 | D2020903 | 2025-12-04 | CNRSE | CNRSE ST-FAC
MYP-2051-BFP-03 | MAYPOR-2051 | BACKFLOW PREVENTER 1" RP TAG#854 | WILKINS | 975XL | FACILITIES | BOTH | D20 | D2020 | D2020903 | 2025-04-29 | CNRSE | CNRSE ST-FAC
MYP-2051-BFP-04 | MAYPOR-2051 | BACKFLOW PREVENTER 2" RP TAG#109 | ZURN WILKINS | 975X | FACILITIES | BOTH | D20 | D2020 | D2020903 | UNKNOWN | CNRSE | CNRSE ST-FAC
MYP-2078-BFP-01 | MAYPOR-2078 | BACKFLOW PREVENTER 6" DCVA FIRE PROTECTION | AMES | DCVA609 | FACILITIES | BOTH | D40 | D4090 | D4090903 | 2024-12-23 | CNRSE | CNRSE ST-FAC
MYP-2078-BFP-02 | MAYPOR-2078 | BACKFLOW PREVENTER 3/4" RP FIRE PROTECTION BYPASS | AMES | DC 2000B | FACILITIES | BOTH | D20 | D2020 | D2020903 | 2024-12-23 | CNRSE | CNRSE ST-FAC
MYP-2078-BFP-03 | MAYPOR-2078 | BACKFLOW PREVENTER 3" RP TAG# 150 | WATTS | 009 | FACILITIES | BOTH | D20 | D2020 | D2020903 | 2024-12-23 | CNRSE | CNRSE ST-FAC
MYP-2146-BFP-01 | MAYPOR-2146 | BACKFLOW PREVENTER 1" | Unknown | Unknown | FACILITIES | BOTH | D20 | D2020 | D2020903 | 2026-01-29 | CNRSE | CNRSE ST-FAC
MYP-2195-BFP-01 | MAYPOR-2195 | BACKFLOW PREVENTER 2" RP TAG# 189 | WILKINS | 975XL | FACILITIES | BOTH | D20 | D2020 | D2020903 | UNKNOWN | CNRSE | CNRSE ST-FAC
MYP-2210-BFP-01 | MAYPOR-2210 | BACKFLOW PREVENTER .75" RP TAG#? | WATTS | 909 | FACILITIES | BOTH | D20 | D2020 | D2020903 | 2025-06-27 | CNRSE | CNRSE ST-FAC
MYP-2211-BFP-01 | MAYPOR-2211 | BACKFLOW PREVENTER .75" RP TAG# 302 | WATTS | 975 | FACILITIES | BOTH | D20 | D2020 | D2020903 | 2025-07-02 | CNRSE | CNRSE ST-FAC
MYP-2215-BFP-01 | MAYPOR-2215 | BACKFLOW PREVENTER, 1" | WATTS | 009 | FACILITIES | BOTH | D20 | D2020 | D2020903 | UNKNOWN | CNRSE | CNRSE ST-FAC
MYP-2215-FBP-01 | MAYPOR-2215 | BACKFLOW PREVENTER, 6" | WATTS | 909 | FACILITIES | BOTH | D40 | D4090 | D4090903 | UNKNOWN | CNRSE | CNRSE ST-FAC
MYP-2215-FBP-02 | MAYPOR-2215 | BACKFLOW PREVENTER 2.5" RP TAG# 148 FIRE PROTECTION | WATTS | 909 | FACILITIES | BOTH | D40 | D4090 | D4090903 | 2025-12-24 | CNRSE | CNRSE ST-FAC
MYP-2276-BFP-01 | MAYPOR-2276 | BACKFLOW PREVENTER 8" DCVA TAG#295 FIRE PROTECTION | FEBCO | FEBCO 850 | FACILITIES | BOTH | D20 | D2020 | D2020903 | 2025-07-01 | CNRSE | CNRSE ST-FAC
MYP-2277-BFP-02 | MAYPOR-2277 | BACKFLOW PREVENTER 6" DCVA TAG# 299 FIRE PROTECTION | WATTS | 709 DCVA | FACILITIES | BOTH | D40 | D4090 | D4090903 | 2025-03-06 | CNRSE | CNRSE ST-FAC
MYP-2277-BFP-03 | MAYPOR-2277 | BACKFLOW PREVENTER 2" RPZ TAG#299 IRRIGATION | WATTS | 009M2 | FACILITIES | BOTH | D20 | D2020 | D2020903 | UNKNOWN | CNRSE | CNRSE ST-FAC
MYP-2277-FBP-01 | MAYPOR-2277 | BACKFLOW PREVENTER .75IN FIRE PROTECTION BYPASS | WATTS | 70993 | FACILITIES | BOTH | D40 | D4090 | D4090903 | UNKNOWN | CNRSE | CNRSE ST-FAC
MYP-2286-BFP-01 | MAYPOR-2286 | BACKFLOW PREVENTOR 1" RP TAG# 2286 | WILKINS | 975XL | FACILITIES | BOTH | D20 | D2020 | D2020903 | 2025-12-11 | CNRSE | CNRSE ST-FAC
MYP-2287-BFP-01 | RIBBAY-2287 | BACKFLOW PREVENTER 1 1/2" | WATTS | 007 | FACILITIES | BOTH | D20 | D2020 | D2020903 | UNKNOWN | CNRSE | CNRSE ST-FAC
MYP-2287-BFP-02 | RIBBAY-2287 | BACKFLOW PREVENTER 3" RP TAG# 247 | ZURN WILKINS | 375 | FACILITIES | BOTH | D20 | D2020 | D2020903 | 2025-01-19 | CNRSE | CNRSE ST-FAC
MYP-2287-BFP-03 | RIBBAY-2287 | BACKFLOW PREVENTER 1" TAG#? | WATTS | Unknown | FACILITIES | BOTH | D20 | D2020 | D2020903 | 2025-07-08 | CNRSE | CNRSE ST-FAC
MYP-2287-FBP-01 | RIBBAY-2287 | BACKFLOW PREVENTER 6" TAG#? FIRE PROTECTION | Unknown | COLT 200 | FACILITIES | BOTH | D40 | D4090 | D4090903 | UNKNOWN | CNRSE | CNRSE ST-FAC
MYP-234-BFP-02 | MAYPOR-234 | BACKFLOW PREVENTOR 2" RP TAG#? | FEBCO | LF825Y | FACILITIES | BOTH | D20 | D2020 | D2020903 | 2025-04-15 | CNRSE | CNRSE ST-FAC
MYP-243-BFP-00 | MAYPOR-243 | BACKFLOW PREVENTER, 1.5" | APOLLO | RP4A | FACILITIES | BOTH | D20 | D2020 | D2020903 | UNKNOWN | CNRSE | CNRSE ST-FAC
MYP-243-BFP-01 | MAYPOR-243 | BACKFLOW PREVENTER, 2.5" DCVA TAG#114 | FEBCO | 850 | FACILITIES | BOTH | D20 | D2020 | D2020903 | 2026-01-29 | CNRSE | CNRSE ST-FAC
MYP-244-BFP-00 | MAYPOR-244 | BACKFLOW PREVENTER 2" DCVA TAG#224 | FEBCO | 805 DCVA | FACILITIES | BOTH | D20 | D2020 | D2020903 | 2024-12-05 | CNRSE | CNRSE ST-FAC
MYP-245-BFP-02 | MAYPOR-245 | BACKFLOW PREVENTER .75 DC TAG# 81 | FEBCO | 8054 | FACILITIES | BOTH | D20 | D2020 | D2020903 | 2023-08-29 | CNRSE | CNRSE ST-FAC
MYP-245-BFP-03 | MAYPOR-245 | BACKFLOW PREVENTER .75 RP TAG# 79 | WATTS | 099 M3QT | FACILITIES | BOTH | D20 | D2020 | D2020903 | 2023-08-29 | CNRSE | CNRSE ST-FAC
MYP-245-BFP-05 | MAYPOR-245 | BACKFLOW PREVENTER 1'RP TAG#? | ZURN WILKINS | 975XL2 | FACILITIES | BOTH | D20 | D2020 | D2020903 | 2023-11-16 | CNRSE | CNRSE ST-FAC
MYP-2480-BFP-01 | MAYPOR-2480 | BACKFLOW PREVENTER 3" DC TAG# 260 | WATTS | LF709 | FACILITIES | BOTH | D20 | D2020 | D2020903 | 2025-05-13 | CNRSE | CNRSE ST-FAC
MYP-2480-BFP-02 | MAYPOR-2480 | BACKFLOW PREVENTER 4" DCVA TAG#? FIRE PROTECTION | WILKINS | 350AST | FACILITIES | BOTH | D40 | D4090 | D4090903 | UNKNOWN | CNRSE | CNRSE ST-FAC
MYP-2517-BFP-00 | MAYPOR-2517 | BACKFLOW PREVENTER 2"DC TAG# 175 | ZURN WILKINS | 950 XL2 | FACILITIES | BOTH | D20 | D2020 | D2020903 | 2025-07-11 | CNRSE | CNRSE ST-FAC
MYP-2517-BFP-01 | MAYPOR-2517 | BACKFLOW PREVENTER 2" | ZURN WILKINS | RP | FACILITIES | BOTH | D20 | D2020 | D2020903 | 2025-07-11 | CNRSE | CNRSE ST-FAC
MYP-2517-FBP-00 | MAYPOR-2517 | BACKFLOW PREVENTER 8" DCVA FIRE PROTECTION | ZURN WILKINS | DCVA | FACILITIES | BOTH | D40 | D4090 | D4090903 | 2026-01-30 | CNRSE | CNRSE ST-FAC
MYP-2527-BFP-01 | MAYPOR-2527 | BACKFLOW PREVENTER 1"RP TAG# 159 | ZURN WILKINS | 975XL2 | FACILITIES | BOTH | D20 | D2020 | D2020903 | 2025-12-16 | CNRSE | CNRSE ST-FAC
MYP-2527-BFP-02 | MAYPOR-2527 | BACKFLOW PREVENTER 1" RP TAG# 160 | ZURN WILKINS | 975XL2 | FACILITIES | BOTH | D20 | D2020 | D2020903 | 2025-12-16 | CNRSE | CNRSE ST-FAC
MYP-2527-FBP-01 | MAYPOR-2527 | BACKFLOW PREVENTER 6" TAG#? FIRE PROTECTION | VIKING | DORINGER 30X | FACILITIES | BOTH | D40 | D4090 | D4090903 | 2025-04-11 | CNRSE | CNRSE ST-FAC
MYP-2528-BFP-01 | MAYPOR-2528 | BACKFLOW PREVENTER 6 " DC TAG#? FIRE PROTECTION | VIKING | MODG-1 | FACILITIES | BOTH | D20 | D2020 | D2020903 | 2025-03-07 | CNRSE | CNRSE ST-FAC
MYP-2529-BFP-01 | MAYPOR-2529 | BACKFLOW PREVENTER 1.5" TAG#? | ZURN WILKINS | 975 XL2 | FACILITIES | BOTH | D20 | D2020 | D2020903 | 2025-11-07 | CNRSE | CNRSE ST-FAC
MYP-2529-BFP-02 | MAYPOR-2529 | BACKFLOW PREVENTER 2" | Unknown | Unknown | FACILITIES | BOTH | D20 | D2020 | D2020903 | 2025-11-06 | CNRSE | CNRSE ST-FAC
MYP-2529-BFP-03 | MAYPOR-2529 | BACKFLOW PREVENTER 1.25" TAG#? | ZURN WILKINS | 975 XL2 | FACILITIES | BOTH | D20 | D2020 | D2020903 | 2025-11-07 | CNRSE | CNRSE ST-FAC
MYP-2529-FBP-01 | MAYPOR-2529 | BACKFLOW PREVENTER 4" FIRE PROTECTION | ZURN WILKINS | 375A | FACILITIES | BOTH | D40 | D4090 | D4090903 | 2025-03-07 | CNRSE | CNRSE ST-FAC
MYP-253-BFP-02 | MAYPOR-253LS | DOMESTIC WATER BACKFLOW PREVENTER, 1" PIPE | WILKINS | 975XL2 | FACILITIES | BOTH | D20 | D2020 | D2020903 | UNKNOWN | CNRSE | CNRSE ST-FAC
MYP-253-BFP-03 | N60201 | BACKFLOW 1" RP TAG# 361 | WILKINS | 975XL2 | FACILITIES | BOTH | D20 | D2020 | D2020903 | UNKNOWN | CNRSE | CNRSE ST-FAC
MYP-2548-BFP-00 | MAYPOR-2548 | BACKFLOW PREVENTER 4" DCVA TAG# 112 | APOLLO | DCDALF4A | FACILITIES | BOTH | D20 | D2020 | D2020903 | 2023-07-13 | CNRSE | CNRSE ST-FAC
MYP-2548-BFP-01 | MAYPOR-2548 | BACKFLOW PREVENTER .5" RP TAG#111 FIRE PROTECTION BYPASS | APOLLO | DCLF4A | FACILITIES | BOTH | D40 | D4090 | D4090903 | UNKNOWN | CNRSE | CNRSE ST-FAC
MYP-2548-FBP-00 | MAYPOR-2548 | BACKFLOW PREVENTER 4" DC TAG#? FIRE PROTECTION | APOLLO | DCDALF4A | FACILITIES | BOTH | D40 | D4090 | D4090903 | 2025-12-04 | CNRSE | CNRSE ST-FAC
MYP-2549-FBP-00 | MAYPOR-2549 | BACKFLOW PREVENTER 6" DC FIRE PROTECTION | APOLLO | DCDALF4A | FACILITIES | BOTH | D40 | D4090 | D4090903 | 2025-12-04 | CNRSE | CNRSE ST-FAC
MYP-262-BFP-03 | MAYPOR-262 | BACKFLOW PREVENTER 1" RP TAG#? | FEBCO | LF825Y | FACILITIES | BOTH | D20 | D2020 | D2020903 | UNKNOWN | CNRSE | CNRSE ST-FAC
MYP-265-BFP-01 | MAYPOR-265 | BACKFLOW PREVENTER 1" RP TAG# 370 | Unknown | Unknown | FACILITIES | BOTH | D20 | D2020 | D2020903 | 2025-03-07 | CNRSE | CNRSE ST-FAC
MYP-26615 | N60201 | BACKFLOW DEVICE -RP .75" Tag# 275 | FEBCO | 8254 | FACILITIES | BOTH | D20 | D2020 | D2020903 | UNKNOWN | CNRSE | CNRSE ST-FAC
MYP-26616 | N60201 | Backflow Devices - RP 2" Tag# 270 | WILKINS | 975XL | FACILITIES | BOTH | D20 | D2020 | D2020903 | UNKNOWN | CNRSE | CNRSE ST-FAC
MYP-26619 | N60201 | FAC#" MP-1352 Back Flow Preventor RP 2", NE Corner of Bldg | Unknown | Unknown | FACILITIES | BOTH | E10 | E1090 | E1090999 | UNKNOWN | CNRSE | CNRSE ST-FAC
MYP-26620 | N60201 | FAC#" MP-1354 Back Flow Preventor RP 2", NW Corner of Bldg | Unknown | Unknown | FACILITIES | BOTH | E10 | E1090 | E1090999 | UNKNOWN | CNRSE | CNRSE ST-FAC
MYP-26636 | MAYPOR-1425 | BACKFLOW PREVENTER 2" DCA TAG#? | WILKINS | 950XL | FACILITIES | BOTH | D20 | D2020 | D2020903 | 2024-12-11 | CNRSE | CNRSE ST-FAC
MYP-26726 | N60201 | FAC#" MP-2063 Back Flow Preventor, RP 4", Right of Ent , PWC # 874 | Unknown | Unknown | FACILITIES | BOTH | E10 | E1090 | E1090999 | UNKNOWN | CNRSE | CNRSE ST-FAC
MYP-26728 | MAYPOR-2073 | FAC#" MP-2073Back Flow Preventor, RP 1", South Side | Unknown | 975XL | FACILITIES | BOTH | E10 | E1090 | E1090999 | 2025-07-08 | CNRSE | CNRSE ST-FAC
MYP-26745 | N60201 | FAC#" MP-2195 Back Flow Preventor, RP 6", SE Corner of Building | Unknown | Unknown | FACILITIES | BOTH | D20 | D2020 | D2020903 | UNKNOWN | CNRSE | CNRSE ST-FAC
MYP-26746 | MAYPOR-2209 | BACKFLOW DEVICES -RP .75" RP TAG#? | WATTS | WATTS 909 | FACILITIES | BOTH | D20 | D2020 | D2020903 | 2025-07-02 | CNRSE | CNRSE ST-FAC
MYP-26760 | N60201 | BACKFLOW PREVENTER 1.5" RP G-1 TAG# 274 | FEBCO | 975XL | FACILITIES | BOTH | D20 | D2020 | D2020903 | UNKNOWN | CNRSE | CNRSE ST-FAC
MYP-26761 | N60201 | BACKFLOW PREVENTER 1.5" RP G-2 TAG# 273 | WILKINS | 475XL | FACILITIES | BOTH | D20 | D2020 | D2020903 | UNKNOWN | CNRSE | CNRSE ST-FAC
MYP-26762 | N60201 | BACKFLOW PREVENTER 1.5" G-3 TAG# 271 | WILKINS | 975 XL2 | FACILITIES | BOTH | D20 | D2020 | D2020903 | UNKNOWN | CNRSE | CNRSE ST-FAC
MYP-26767 | N60201 | BACKFLOW PREVENTER 1.5" DCVA TAG# 211 IRRIGATION | WILKINS | 850XL | FACILITIES | BOTH | D20 | D2020 | D2020903 | UNKNOWN | CNRSE | CNRSE ST-FAC
MYP-26774 | N60201 | BACKFLOW PREVENTER, RP, 1" BLDG 125 | Unknown | Unknown | FACILITIES | BOTH | D20 | D2020 | D2020903 | UNKNOWN | CNRSE | CNRSE ST-FAC
MYP-26775 | N60201 | FAC#" HD-0038 Back Flow Preventor , North of Building at Fence, RP, 1" | Unknown | Unknown | FACILITIES | BOTH | E10 | E1090 | E1090999 | UNKNOWN | CNRSE | CNRSE ST-FAC
MYP-26777 | MAYFISC-51 | BACKFLOW DEVICE 1 1/4"-RP Tag #177 - Irrigation | WILKINS | 975XL | FACILITIES | BOTH | D20 | D2020 | D2020903 | UNKNOWN | CNRSE | CNRSE ST-FAC
MYP-26778 | N60201 | BACKFLOW DEVICE 2"RP SOUTHSIDESIDE of Pump House, Tag #? - Irrigation | Unknown | Unknown | FACILITIES | BOTH | D20 | D2020 | D2020903 | UNKNOWN | CNRSE | CNRSE ST-FAC
MYP-26782 | N60201 | FAC#" HD Back Flow Preventor, Fuel Pier, North end of Fuel Pier, RP, 8" | Unknown | Unknown | FACILITIES | BOTH | E10 | E1090 | E1090999 | UNKNOWN | CNRSE | CNRSE ST-FAC
MYP-26783 | N60201 | FAC#" HD Back Flow Preventor, Fuel Depot, Corner of Somers Rd & Heckscher Dr 4" | WILKINS | 975XL | FACILITIES | BOTH | D20 | D2020 | D2020903 | UNKNOWN | CNRSE | CNRSE ST-FAC
MYP-26785 | N60201 | BACKFLOW PREVENTER 2" RP TAG# 355 | WATTS | 009M2QT | FACILITIES | BOTH | D20 | D2020 | D2020903 | UNKNOWN | CNRSE | CNRSE ST-FAC
MYP-267-BFP-00 | MAYPOR-267 | BACKFLOW PREVENTER 1.25" DCVA TAG# 290 | WATTS | 007MZQT | FACILITIES | BOTH | D20 | D2020 | D2020903 | 2023-09-12 | CNRSE | CNRSE ST-FAC
MYP-2785-BFP- 00 | MAYPOR-1488 | BACKFLOW PREVENTER 1.5" RP TAG#126 | WILKINS | 975XL2 | FACILITIES | BOTH | D20 | D2020 | D2020903 | UNKNOWN | CNRSE | CNRSE ST-FAC
MYP-289-BFP-01 | MAYPOR-289 | BACKFLOW PREVENTER 1.25" RP TAG# 166 IRRIGATION | WATTS | 909M1QT | FACILITIES | BOTH | D20 | D2020 | D2020903 | UNKNOWN | CNRSE | CNRSE ST-FAC
MYP-298-BFP-00 | MAYPOR-298 | BACKFLOW PREVENTER 4" DCVA FIRE PROTECTION | WATTS | 774 DCVA | FACILITIES | BOTH | D40 | D4090 | D4090903 | 2025-09-18 | CNRSE | CNRSE ST-FAC
MYP-298-BFP-01 | MAYPOR-298 | BACKFLOW PREVENTER .75" RP TAG#245 | WATTS | Unknown | FACILITIES | BOTH | D20 | D2020 | D2020903 | 2025-05-17 | CNRSE | CNRSE ST-FAC
MYP-298-BFP-02 | MAYPOR-298 | BACKFLOW PREVENTER 3" RP TAG# 110 | WATTS | 909 | FACILITIES | BOTH | D20 | D2020 | D2020903 | 2025-05-17 | CNRSE | CNRSE ST-FAC
MYP-299-BFP-01 | MAYPOR-299 | BACKFLOW PREVENTER 1" RP TAG# 107 | Unknown | Unknown | FACILITIES | BOTH | D20 | D2020 | D2020903 | 2025-01-13 | CNRSE | CNRSE ST-FAC
MYP-324-BFP-00 | MAYPOR-324 | BACKFLOW PREVENTOR | Unknown | Unknown | FACILITIES | CIMU | D20 | D2020 | D2020903 | UNKNOWN | CNRSE | CNRSE ST-FAC
MYP-338-BFP-03 | MAYPOR-338 | BACKFLOW PREVENTER 1'' RP TAG# 100 | ZURN WILKINS | 975XL2 | FACILITIES | BOTH | D20 | D2020 | D2020903 | 2023-08-25 | CNRSE | CNRSE ST-FAC
MYP-338-BFP-04 | MAYPOR-338 | BACKFLOW PREVENTER 4" TAG#? | ZURN WILKINS | 375ASTR | FACILITIES | BOTH | D20 | D2020 | D2020903 | 2025-02-02 | CNRSE | CNRSE ST-FAC
MYP-338-BFP-05 | MAYPOR-338 | BACKFLOW PREVENTER 1" RP TAG#? | ZURN WILKINS | 975XL2 | FACILITIES | BOTH | D20 | D2020 | D2020903 | 2024-09-25 | CNRSE | CNRSE ST-FAC
MYP-350-BFP-03 | MAYPOR-350 | BACKFLOW PREVENTER .75" RP TAG# 234 | FEBCO | Unknown | FACILITIES | CIMU | D20 | D2020 | D2020903 | 2023-08-30 | CNRSE | CNRSE ST-FAC
MYP-350-BFP-04 | MAYPOR-350 | BACKFLOW PREVENTER 2" RP TAG#243 | ZURN WILKINS | 975XL2 | FACILITIES | BOTH | D20 | D2020 | D2020903 | 2023-09-21 | CNRSE | CNRSE ST-FAC
MYP-350-BFP-05 | MAYPOR-350 | BACKFLOW PREVENTER 1.50" | WATTS | LF007M2QT | FACILITIES | BOTH | D20 | D2020 | D2020903 | UNKNOWN | CNRSE | CNRSE ST-FAC
MYP-351-BFP-01 | MAYPOR-351 | BACKFLOW PREVENTER 2" | FEBCO | Unknown | FACILITIES | BOTH | D20 | D2020 | D2020903 | UNKNOWN | CNRSE | CNRSE ST-FAC
MYP-351-BFP-02 | MAYPOR-351 | BACKFLOW PREVENTER 3/4 " | Unknown | Unknown | FACILITIES | BOTH | D20 | D2020 | D2020903 | UNKNOWN | CNRSE | CNRSE ST-FAC
MYP-351-BFP-04 | MAYPOR-351 | BACKFLOW PREVENTER 1" TAG# 230 | ZURN WILKINS | 975XL2 | FACILITIES | BOTH | D20 | D2020 | D2020903 | 2024-11-15 | CNRSE | CNRSE ST-FAC
MYP-365-BFP-02 | MAYPOR-365 | BACKFLOW PREVENTER, 2" DCVA TAG #237 | FEBCO | 8054 | FACILITIES | BOTH | D20 | D2020 | D2020903 | UNKNOWN | CNRSE | CNRSE ST-FAC
MYP-375-BFP-01 | MAYPOR-375 | BACKFLOW PREVENTER .75" DCVA TAG# 219 | ZURN | 350XL | FACILITIES | BOTH | D20 | D2020 | D2020903 | UNKNOWN | CNRSE | CNRSE ST-FAC
MYP-392-BFP-01 | MAYPOR-392 | BACKFLOW PREVENTER 2" DCVA TAG#223 | FEBCO | 8054 | FACILITIES | BOTH | D20 | D2020 | D2020903 | 2023-10-21 | CNRSE | CNRSE ST-FAC
MYP-413-BFP-01 | MAYPOR-413 | BACKFLOW PREVENTER 6" DCVA TAG# 221 FIRE PROTECTION | FEBCO | 850 | FACILITIES | BOTH | D20 | D2020 | D2020903 | 2024-10-18 | CNRSE | CNRSE ST-FAC
MYP-413-BFP-02 | MAYPOR-413 | BACKFLOW PREVENTER 2" RP TAG# 220 | FEBCO | 8251 | FACILITIES | BOTH | D20 | D2020 | D2020903 | 2023-10-21 | CNRSE | CNRSE ST-FAC
MYP-414-BFP-02 | MAYPOR-414 | BACKFLOW PREVENTER 2" TAG# 222 | ZURN WILKINS | 975XL2 | FACILITIES | BOTH | D20 | D2020 | D2020903 | 2023-10-17 | CNRSE | CNRSE ST-FAC
MYP-424-BFP-01 | MAYPOR-424 | BACKFLOW PREVENTOR 2'' TAG# 217 | ZURN WILKINS | 975XL2 | FACILITIES | BOTH | D20 | D2020 | D2020903 | 2023-11-17 | CNRSE | CNRSE ST-FAC
MYP-436-BFP-01 | MAYPOR-436 | BACKFLOW PREVENTER 1.50" | FEBCO | 805Y | FACILITIES | BOTH | D20 | D2020 | D2020903 | 2023-08-18 | CNRSE | CNRSE ST-FAC
MYP-436-BFP-02 | MAYPOR-436 | BACKFLOW PREVENTER 3/4 " | FEBCO | 325Y | FACILITIES | BOTH | D20 | D2020 | D2020903 | 2023-08-22 | CNRSE | CNRSE ST-FAC
MYP-448-BFP-00 | MAYPOR-448 | BACKFLOW PREVENTER 1.50" | WATTS | Unknown | FACILITIES | BOTH | D20 | D2020 | D2020903 | 2023-10-18 | CNRSE | CNRSE ST-FAC
MYP-448-BFP-01 | MAYPOR-448 | BACKFLOW PREVENTER 2" | WILKINS | 950 | FACILITIES | BOTH | D20 | D2020 | D2020903 | UNKNOWN | CNRSE | CNRSE ST-FAC
MYP-448-BFP-02 | MAYPOR-448 | BACKFLOW PREVENTER 2" | Unknown | Unknown | FACILITIES | BOTH | D20 | D2020 | D2020903 | 2025-09-20 | CNRSE | CNRSE ST-FAC
MYP-448-BFP-04 | MAYPOR-448 | BACKFLOW PREVENTION | Unknown | Unknown | FACILITIES | BOTH | D20 | D2020 | D2020903 | UNKNOWN | CNRSE | CNRSE ST-FAC
MYP-448-BFP-05 | MAYPOR-448 | BACKFLOW PREVENTER 1'' RP | FEBCO | 825Y | FACILITIES | BOTH | D20 | D2020 | D2020903 | 2023-10-06 | CNRSE | CNRSE ST-FAC
MYP-456-BFP-00 | MAYPOR-456 | BACKFLOW PREVENTER FIRE 6" DCVA TAG# 323 FIRE PROTECTION | WATTS | 709 | FACILITIES | BOTH | D40 | D4090 | D4090903 | 2024-10-19 | CNRSE | CNRSE ST-FAC
MYP-460-BFP-00 | MAYPOR-460 | BACKFLOW PREVENTER 2.5" RP TAG# 386 | WATTS | 909 | FACILITIES | BOTH | D20 | D2020 | D2020903 | 2025-02-10 | CNRSE | CNRSE ST-FAC
MYP-7-BFP-01 | MAYPOR-7 | BACKFLOW PREVENTER .75" RP- TAG# 993 | WILKINS | 975XL RPZ | FACILITIES | BOTH | D20 | D2020 | D2020903 | 2025-03-26 | CNRSE | CNRSE ST-FAC
MYP-90-BFP-02 | MAYPOR-90 | BACKFLOW PREVENTER 2'' RP TAG# 252 | ZURN WILKINS | 975XL2 | FACILITIES | BOTH | D20 | D2020 | D2020903 | 2024-11-15 | CNRSE | CNRSE ST-FAC
MYP-RB-1960-BFP-01 | RIBBAY-1960 | BACKFLOW PREVENTER 2" DCVA TAG# 296 | Unknown | Unknown | FACILITIES | BOTH | D20 | D2020 | D2020903 | UNKNOWN | CNRSE | CNRSE ST-FAC
MP-451-FBP-02 | MAYPOR-451 | BACKFLOW PREVENTER FIRE, .75 DCVA TAG#727 | FEBCO | Unknown | FACILITIES | BOTH | D40 | D4090 | D4090903 | UNKNOWN | CNRSE | CNRSE ST-UH
MYP-1585-BFP-01 | MAYPOR-1585 | BACKFLOW PREVENTER 8" DCVA TAG#342 | AMES | AMES 3000SS | FACILITIES | BOTH | D40 | D4090 | D4090903 | 2025-05-05 | CNRSE | CNRSE ST-UH
MYP-1585-BFP-03 | MAYPOR-1585 | BACKFLOW PREVENTER .75" DCVA FIRE PROTECTION BYPASS | Unknown | AMES 2000B | FACILITIES | BOTH | D40 | D4090 | D4090903 | 2025-05-05 | CNRSE | CNRSE ST-UH
MYP-1585-BFP-04 | MAYPOR-1585 | BACKFLOW PREVENTER 2" RP TAG# 343 IRRIGATION | WILKINS | 975XL | FACILITIES | BOTH | D20 | D2020 | D2020903 | 2025-05-23 | CNRSE | CNRSE ST-UH
MYP-1585-BFP-05 | MAYPOR-1585 | BACKFLOW PREVENTER 4" | Unknown | FEBCO 860-RP-4" | FACILITIES | BOTH | D20 | D2020 | D2020903 | 2025-05-06 | CNRSE | CNRSE ST-UH
MYP-1585-BFP-07 | MAYPOR-1585 | BACKFLOW PREVENTER 2" RP TAG#182 | FEBCO | LF825Y | FACILITIES | BOTH | D20 | D2020 | D2020903 | 2025-12-20 | CNRSE | CNRSE ST-UH
MYP-1586-BFP-04 | MAYPOR-1586 | BACKFLOW PREVENTER 4" RP TAG#339 | Unknown | Unknown | FACILITIES | BOTH | D20 | D2020 | D2020903 | 2024-12-09 | CNRSE | CNRSE ST-UH
MYP-1586-BFP-05 | MAYPOR-1586 | BACKFLOW PREVENTER 2" RP TAG# 186 | ZURN WILKINS | 975XL2 | FACILITIES | BOTH | D20 | D2020 | D2020903 | 2023-01-04 | CNRSE | CNRSE ST-UH
MYP-1586-BFP-06 | MAYPOR-1586 | BACKFLOW PREVENTER 2'' RP TAG# 338 IRRIGATION | ZURN WILKINS | 975XL2 | FACILITIES | BOTH | D20 | D2020 | D2020903 | 2025-07-08 | CNRSE | CNRSE ST-UH
MYP-1587-BFP-01 | MAYPOR-1587 | BACKFLOW PREVENTER 2" RP TAG# 179 | APOLLO | RP 40 | FACILITIES | BOTH | D20 | D2020 | D2020903 | 2025-01-09 | CNRSE | CNRSE ST-UH
MYP-1587-BFP-02 | MAYPOR-1587 | BACKFLOW PREVENTER 4" RP TAG#284 | FEBCO | LF860 | FACILITIES | BOTH | D20 | D2020 | D2020903 | 2025-05-17 | CNRSE | CNRSE ST-UH
MYP-1587-BFP-03 | MAYPOR-1587 | BACKFLOW PREVENTION 3/4" | Unknown | Unknown | FACILITIES | BOTH | D20 | D2020 | D2020903 | UNKNOWN | CNRSE | CNRSE ST-UH
MYP-1587-FBP-01 | MAYPOR-1587 | BACKFLOW PREVENTER 6" TAG#? FIRE PREVENTION | FEBCO | 850 | FACILITIES | BOTH | D40 | D4090 | D4090903 | 2025-01-09 | CNRSE | CNRSE ST-UH
MYP-2105-BFP-02 | MAYPOR-2105 | BACKFLOW PREVENTER 2" RP TAG#314 | FEBCO | 975XL | FACILITIES | BOTH | D20 | D2020 | D2020903 | 2025-08-14 | CNRSE | CNRSE ST-UH
MYP-2105-BFP-03 | MAYPOR-2105 | BACKFLOW PREVENTER 4" RP TAG# 313 FIRE PROTECTION | ZURN WILKINS | 375 | FACILITIES | BOTH | D40 | D4090 | D4090903 | 2025-08-14 | CNRSE | CNRSE ST-UH
MYP-2105-BFP-04 | MAYPOR-2105 | BACKFLOW PREVENTER .75" RP TAG# 312 FIRE PROTECTION BYPASS | ZURN WILKINS | WILKINS 975XL | FACILITIES | BOTH | D40 | D4090 | D4090903 | 2025-08-14 | CNRSE | CNRSE ST-UH
MYP-2105-BFP-06 | MAYPOR-2105 | BACKFLOW PREVENTER .75" RP TAG# 144 | WATTS | LF009M3QT | FACILITIES | BOTH | D20 | D2020 | D2020903 | 2025-12-23 | CNRSE | CNRSE ST-UH
MYP-2105-BFP-08 | MAYPOR-2105 | BACKFLOW PREVENTER 1" RP TAG#? | APOLLO | RPLF4A0 | FACILITIES | BOTH | D20 | D2020 | D2020903 | 2025-07-02 | CNRSE | CNRSE ST-UH
MYP-2105-BFP-09 | MAYPOR-2105 | BACKFLOW PREVENTER 3/4" RP TAG# 145 | WATTS | LF009M3QT | FACILITIES | BOTH | D20 | D2020 | D2020903 | 2026-01-10 | CNRSE | CNRSE ST-UH
MYP-2105-FBP-01 | MAYPOR-2105 | BACKFLOW PREVENTER 4" DCVA TAG# 149 FIRE PROTECTION | ZURN WILKINS | 350 | FACILITIES | BOTH | D40 | D4090 | D4090903 | 2025-12-24 | CNRSE | CNRSE ST-UH
MYP-2234-BFP-01 | MAYPOR-2234 | BACKFLOW PREVENTER .75" RP TAG# 147 | WATTS | RPZ 009M3QT | FACILITIES | BOTH | D20 | D2020 | D2020903 | 2025-06-03 | CNRSE | CNRSE ST-UH
MYP-2234-BFP-05 | MAYPOR-2234 | BACKFLOW PREVENTER 1" | WILKINS | 950XL | FACILITIES | BOTH | D20 | D2020 | D2020903 | 2025-05-06 | CNRSE | CNRSE ST-UH
MYP-2234-BFP-06 | MAYPOR-2234 | BACKFLOW PREVENTER 4 IN | ZURN WILKINS | 375ASTR | FACILITIES | BOTH | D20 | D2020 | D2020903 | UNKNOWN | CNRSE | CNRSE ST-UH
MYP-2234-FBP-01 | MAYPOR-2234 | BACKFLOW PREVENTER 6" DCVA TAG# 146 FIRE PROTECTION | WILKINS | 350 | FACILITIES | BOTH | D40 | D4090 | D4090903 | 2025-12-24 | CNRSE | CNRSE ST-UH
MYP-337-BFP-02 | MAYPOR-337 | BACKFLOW PREVENTER .75" RP TAG# 240 | FEBCO | 004 | FACILITIES | BOTH | D20 | D2020 | D2020903 | 2023-08-19 | CNRSE | CNRSE ST-UH
MYP-337-BFP-03 | MAYPOR-337 | BACKFLOW PREVENTER 3" DCVA TAG# 91 FIRE PROTECTION | FEBCO | 850 DCVA | FACILITIES | BOTH | D20 | D2020 | D2020903 | 2023-10-20 | CNRSE | CNRSE ST-UH
MYP-337-FBP-03 | MAYPOR-337 | BACKFLOW PREVENTER 6" DC TAG# 192 FIRE PROTECTION | WATTS | 709 | FACILITIES | BOTH | D40 | D4090 | D4090903 | UNKNOWN | CNRSE | CNRSE ST-UH
MYP-451-BFP-00 | MAYPOR-451 | BACKFLOW PREVENTER, 2" RP TAG# 82 | Unknown | Unknown | FACILITIES | BOTH | D20 | D2020 | D2020903 | UNKNOWN | CNRSE | CNRSE ST-UH
MYP-451-BFP-01 | MAYPOR-451 | BACKFLOW PREVENTER, 4" DCVA TAG# 258 | FEBCO | 850DCU | FACILITIES | BOTH | D20 | D2020 | D2020903 | 2024-10-11 | CNRSE | CNRSE ST-UH
MYP-451-FBP-01 | MAYPOR-451 | BACKFLOW PREVENTER FIRE, 6" DCVA TAG#257 | WATTS | 709 DCVA | FACILITIES | BOTH | D40 | D4090 | D4090903 | UNKNOWN | CNRSE | CNRSE ST-UH
A117631 | MAYFISC-107LS | Backflow Devices 2"-RP - SE Corner Of Lift Station, Tag #205 - Irrigation | ZURN WILKINS | 975XL | FACILITIES | BOTH | D20 | D2020 | D2020903 | UNKNOWN | CNRSE | CNRSE ST-UTL
A124849 | MAYPOR-PW-SA-5 | UEM BACKFLOW PREVENTER 1.5" RP TAG# 281 | WATTS | 009M1 | FACILITIES | BOTH | D20 | D2020 | D2020903 | UNKNOWN | CNRSE | CNRSE ST-UTL
A124851 | MAYPOR-PW | BACKFLOW PREVENTER .75" RP TAG#279 | FEBCO | 825Y | FACILITIES | BOTH | D20 | D2020 | D2020903 | UNKNOWN | CNRSE | CNRSE ST-UTL
MYP-1349-BFP-02 | MAYPOR-1349 | BACKFLOW PREVENTER 3/4' TAG#368 | ZURN WILKINS | 975 XL2 | FACILITIES | BOTH | D20 | D2020 | D2020903 | 2025-07-03 | CNRSE | CNRSE ST-UTL
MYP-1349-BFP-03 | MAYPOR-1349 | BACKFLOW PREVENTER 1.5" TAG #? | FEBCO | LF825Y | FACILITIES | BOTH | D20 | D2020 | D2020903 | UNKNOWN | CNRSE | CNRSE ST-UTL
MYP-1391-FBP-01 | MAYPOR-1391 | BACKFLOW PREVENTER 6" DCVA FIRE PROTECTION | AMES | Unknown | FACILITIES | BOTH | D40 | D4090 | D4090903 | UNKNOWN | CNRSE | CNRSE ST-UTL
MYP-191-BFP-05 | MAYPOR-191 | Other Fire Protection Systems,Backflow Preventer,6in | FEBCO | 805Y | FACILITIES | BOTH | D20 | D2020 | D2020903 | UNKNOWN | CNRSE | CNRSE ST-UTL
MYP-191-FBP-01 | MAYPOR-191 | Other Fire Protection Systems,Backflow Preventer,6in | FEBCO | 850YD | FACILITIES | BOTH | D40 | D4090 | D4090903 | UNKNOWN | CNRSE | CNRSE ST-UTL
MYP-1981-FBP-01 | MAYPOR-1981 | BACKFLOW PREVENTER 6"DCVA FIRE PROTECTION | WILKINS | 350 ADA | FACILITIES | BOTH | D40 | D4090 | D4090903 | UNKNOWN | CNRSE | CNRSE ST-UTL
MYP-1986-FBP-01 | MAYPOR-1986 | BACKFLOW PREVENTER 6" DC TAG# 135 FIRE PROTECTION | WATTS | 757DC | FACILITIES | BOTH | D40 | D4090 | D4090903 | UNKNOWN | CNRSE | CNRSE ST-UTL
MYP-2023-FBP-01 | MAYPOR-2023 | BACKFLOW PREVENTER 8" DCVA FIRE PROTECTION | AMES | Unknown | FACILITIES | BOTH | D40 | D4090 | D4090903 | UNKNOWN | CNRSE | CNRSE ST-UTL
MYP-2294-BFP-02 | MAYPOR-2294 | BACKFLOW PREVENTER 6IN | WATTS | 957 | FACILITIES | BOTH | D20 | D2020 | D2020903 | UNKNOWN | CNRSE | CNRSE ST-UTL
MYP-2294-BFP-03 | MAYPOR-2294 | BACKFLOW PREVENTER 2.5" TAG# 291 | AMES | 400 | FACILITIES | BOTH | D20 | D2020 | D2020903 | 2025-12-26 | CNRSE | CNRSE ST-UTL
MYP-245-BFP-06 | MAYPOR-245 | BACKFLOW PREVENTER 2.50" | ZURN WILKINS | 375ASTR | FACILITIES | BOTH | D20 | D2020 | D2020903 | UNKNOWN | CNRSE | CNRSE ST-UTL
MYP-285-BFP-04 | MAYPOR-285 | BACKFLOW PREVENTER 1.50" | ZURN WILKINS | 975XL2 | FACILITIES | BOTH | D20 | D2020 | D2020903 | N/A | CNRSE | CNRSE ST-UTL
S385245 | MAYPOR-PW-SA-5 | UEM BACKFLOW PREVENTER 1.5" RP TAG#? | FEBCO | LF 850 RPZ | FACILITIES | BOTH | D20 | D2020 | D2020903 | UNKNOWN | CNRSE | CNRSE ST-UTL
S398324 | MAYPOR-PW-SA-2 | BACKFLOW PREVENTER 2" RP TAG# 191 | FEBCO | 825Y | FACILITIES | BOTH | D20 | D2020 | D2020903 | UNKNOWN | CNRSE | CNRSE ST-UTL
S496127 | MAYPOR-2469 | BACKFLOW PREVENTER 8" RP FIRE PROTECTION | AMES | COLT 400 | FACILITIES | BOTH | D40 | D4090 | D4090903 | UNKNOWN | CNRSE | CNRSE ST-UTL
S498297 | MAYPOR-PW-SA-12 | BACKFLOW PREVENTER 6" DCVA D-3 TAG# 253 FIRE PREVENTION | WATTS | 709 | FACILITIES | BOTH | D40 | D4090 | D4090903 | UNKNOWN | CNRSE | CNRSE ST-UTL
S498301 | MAYPOR-PW-SA-12 | BACKFLOW PREVENTER 6" DCVA D-2 TAG# 254 FIRE PREVENTION | WATTS | 709 | FACILITIES | BOTH | D40 | D4090 | D4090903 | UNKNOWN | CNRSE | CNRSE ST-UTL
UMA436000020 | MAYPOR-PW-SA-8 | BACKFLOW PREVENTER 1.5" DCVA TAG#309 | WATTS | NA | FACILITIES | BOTH | D20 | D2020 | D2020903 | UNKNOWN | CNRSE | CNRSE ST-UTL
UMA436000057 | MAYPOR-PW-SA-7 | BACKFLOW PREVENTER .75" DCVA TAG# 198 | FEBCO | LF850 | FACILITIES | BOTH | D20 | D2020 | D2020903 | UNKNOWN | CNRSE | CNRSE ST-UTL
UMA436000107 | MAYPOR-PW-SA-6 | BACKFLOW PREVENTER ?" TAG# 422 IRRIGATION | WATTS | NA | FACILITIES | BOTH | D20 | D2020 | D2020903 | UNKNOWN | CNRSE | CNRSE ST-UTL
UMA436000168 | MAYPOR-PW-SA-7 | BACKFLOW PREVENTER 6" DC TAG# 424 FIRE PROTECTION | WILKINS | 350DA | FACILITIES | BOTH | D40 | D4090 | D4090903 | UNKNOWN | CNRSE | CNRSE ST-UTL
UMA436000295 | MAYPOR-PW-SA-2 | BACKFLOW PREVENTER TAG# 259 IRRIGATION | WILKINS | NA | FACILITIES | BOTH | D20 | D2020 | D2020903 | UNKNOWN | CNRSE | CNRSE ST-UTL
UMA436000387 | MAYPOR-PW-SA-2 | BACKFLOW PREVENTER 1.5" RP TAG#128 IRRIGATION | WILKINS | 975XL | FACILITIES | BOTH | D20 | D2020 | D2020903 | UNKNOWN | CNRSE | CNRSE ST-UTL
UMA436000398 | MAYPOR-PW-SA-2 | BACKFLOW PREVENTER .75" RP TAG#136 | WILKINS | 975XL | FACILITIES | BOTH | D20 | D2020 | D2020903 | UNKNOWN | CNRSE | CNRSE ST-UTL
UMA436000427 | MAYPOR-PW-SA-2 | BACKFLOW PREVENTER 8" TAG#138 FIRE PROTECTION | FEBCO | 850 | FACILITIES | BOTH | D40 | D4090 | D4090903 | UNKNOWN | CNRSE | CNRSE ST-UTL
UMA436000456 | MAYPOR-PW-SA-2 | BACKFLOW PREVENTER 6"DCVA TAG#158 FIRE PROTECTION | WILKINS | 375ADA | FACILITIES | BOTH | D40 | D4090 | D4090903 | UNKNOWN | CNRSE | CNRSE ST-UTL
UMA436000457 | MAYPOR-PW-SA-2 | BACKFLOW PREVENTER 8" DCVA TAG#129 FIRE PROTECTION | FEBCO | 850 | FACILITIES | BOTH | D40 | D4090 | D4090903 | UNKNOWN | CNRSE | CNRSE ST-UTL
UMA436000460 | MAYPOR-PW-SA-2 | BACKFLOW PREVENTER 6" DCVA, FIRE PROTECTION | FEBCO | 850 | FACILITIES | BOTH | D40 | D4090 | D4090903 | UNKNOWN | CNRSE | CNRSE ST-UTL
UMA436000512 | MAYPOR-PW-SA-2 | BACKFLOW PREVENTER 1" RP TAG# 163 IRRIGATION | WATTS | 909 M1QT | FACILITIES | BOTH | D20 | D2020 | D2020903 | UNKNOWN | CNRSE | CNRSE ST-UTL
UMA436000518 | MAYPOR-PW-SA-2 | BACKFLOW PREVENTER 2" RP TAG# 387 IRRIGATION | WATTS | LF009M2QT | FACILITIES | BOTH | D20 | D2020 | D2020903 | UNKNOWN | CNRSE | CNRSE ST-UTL
"MYP-2814-FBP-01 | MAYPOR-2814 | BACKFLOW�PREVENTER EXTERIOR | ZURN WILKINS | 975XL | FACILITIES | BOTH | D40 | D4090 | D4090903 | UNKNOWN | CNRSE | CNRSE ST-FAC
MYP-109-BFP-01 | MAYFISC-109 | BACKFLOW PREVENTER .75" - TAG #185 | WATTS | LF009M3QT | FACILITIES | BOTH | D20 | D2020 | D2020903 | 2025-12-17 | CNRSE | CNRSE ST-FAC
MYP-18-BFP-01 | MAYFISC-18 | BACKFLOW PREVENTER 2" - TAG #187 | ZURN WILKINS | 975XL2 | FACILITIES | BOTH | D20 | D2020 | D2020903 | 2025-12-17 | CNRSE | CNRSE ST-FAC
MYP-262-BFP-01 | MAYPOR-262 | BACKFLOW PREVENTER 1.25" RP TAG# 257 | WILKINS | 975XL | FACILITIES | BOTH | D20 | D2020 | D2020903 | 2025-03-07 | CNRSE | CNRSE ST-FAC
MYP-262-BFP-02 | MAYPOR-262 | BACKFLOW PREVENTER 1" RP TAG# 389 | FEBCO | LF 825Y | FACILITIES | BOTH | D20 | D2020 | D2020903 | 2025-07-02 | CNRSE | CNRSE ST-FAC
MYP-1980-BFP-01 | MAYPOR-1980 | BACKFLOW PREVENTER 4" RP TAG# 399 | WATTS | LF909 | FACILITIES | BOTH | D20 | D2020 | D2020903 | 2024-01-03 | Navy Lodge | Navy Lodge
MYP-1980-BFP-02 | MAYPOR-1980 | BACKFLOW PREVENTER 2" RP TAG 400 IRRIGATION | WATTS | LF909M1QT | FACILITIES | BOTH | D20 | D2020 | D2020903 | 2026-01-09 | Navy Lodge | Navy Lodge
MYP-1980-BFP-03 | MAYPOR-1980 | BACKFLOW PREVENTER 4" DCVA FIRE PROTECTION | WILKINS | 350DA | FACILITIES | BOTH | D40 | D4090 | D4090903 | UNKNOWN | Navy Lodge | Navy Lodge
MYP-1980-FBP-01 | MAYPOR-1980 | BACKFLOW PREVENTER 6" DCVA TAG#398 FIRE PROTECTION | WATTS | 709-DC | FACILITIES | BOTH | D40 | D4090 | D4090903 | UNKNOWN | Navy Lodge | Navy Lodge
MYP-1980-FBP-02 | MAYPOR-1980 | BACKFLOW PREVENTION .75" DCVA TAG#249 FIRE PROTECTION BYPASS | WILKINS | 950XL | FACILITIES | BOTH | D40 | D4090 | D4090903 | UNKNOWN | Navy Lodge | Navy Lodge
MYP-CP-11660-BFP-01 | MAYPOR-11660 | BACKFLOW PREVENTER 1.5" RP TAG#? | APOLLO | RPLF4AO | FACILITIES | BOTH | D20 | D2020 | D2020903 | UNKNOWN | PMS 525 | PMS 525
MYP-CP-11660-FBP-01 | MAYPOR-11660 | FIRE BACKFLOW PREVENTER 6" | BENDER | Unknown | FACILITIES | BOTH | D40 | D4090 | D4090903 | UNKNOWN | PMS 525 | PMS 525

## J1502000-20 Grounding Points
ASSETNUM | LOCATION | DESCRIPTION | ASSETTYPE | INVENTORYCATEGORY | MASTERSYSTEM | SYSTEM | SUBSYSTEM | CERTIFICATION EXPIRATION | CUSTOMER | FUND SOURCE
MYP-1343-GRD-00 | MAYPOR-1343 | STATIC GROUNDING SYSTEM | FACILITIES | BOTH | D50 | D5090 | D5090903 | UNKNOWN | CNRSE | CNRSE ST-FAC
MYP-1343-GRD-01 | MAYPOR-1343 | STATIC GROUNDING SYSTEM | FACILITIES | BOTH | D50 | D5090 | D5090903 | UNKNOWN | CNRSE | CNRSE ST-FAC
MYP-1492-GRD-00 | MAYPOR-1492 | GROUND SYSTEM | FACILITIES | BOTH | D50 | D5090 | D5090903 | UNKNOWN | CNRSE | CNRSE ST-FAC
MYP-1493-GRD-00 | MAYPOR-1493 | GROUND SYSTEM | FACILITIES | BOTH | D50 | D5090 | D5090903 | UNKNOWN | CNRSE | CNRSE ST-FAC
MYP-1494-GRD-00 | MAYPOR-1494 | GROUND SYSTEM | FACILITIES | BOTH | D50 | D5090 | D5090903 | UNKNOWN | CNRSE | CNRSE ST-FAC
MYP-1495-GRD-00 | MAYPOR-1495 | GROUND POINTS | FACILITIES | BOTH | D50 | D5090 | D5090903 | UNKNOWN | CNRSE | CNRSE ST-FAC
MYP-1552-GRD-00 | MAYPOR-1552 | Static Ground Points | FACILITIES | BOTH | D50 | D5090 | D5090903 | UNKNOWN | CNRSE | CNRSE ST-FAC
MYP-1552-GRD-01 | MAYPOR-1552 | Static Ground Points | FACILITIES | BOTH | D50 | D5090 | D5090903 | UNKNOWN | CNRSE | CNRSE ST-FAC
MYP-1571-GRD-01 | MAYPOR-1571 | GROUNDING SYSTEM | FACILITIES | BOTH | D50 | D5090 | D5090903 | UNKNOWN | CNRSE | CNRSE ST-FAC
MYP-2087-GRD-00 | MAYPOR-2087 | GROUND SYSTEM | FACILITIES | BOTH | D50 | D5090 | D5090903 | UNKNOWN | CNRSE | CNRSE ST-FAC
MYP-2088-GRD-01 | MAYPOR-2088 | GROUNDING SYSTEM | FACILITIES | BOTH | D50 | D5090 | D5090903 | UNKNOWN | CNRSE | CNRSE ST-FAC
MYP-2089-GRD-00 | MAYPOR-2089 | GROUND SYSTEM | FACILITIES | BOTH | D50 | D5090 | D5090903 | UNKNOWN | CNRSE | CNRSE ST-FAC
MYP-2090-GRD-00 | MAYPOR-2090 | GROUND SYSTEM | FACILITIES | BOTH | D50 | D5090 | D5090903 | UNKNOWN | CNRSE | CNRSE ST-FAC
MYP-2091-GRD-00 | MAYPOR-2091 | GROUNDING POINTS | FACILITIES | BOTH | D50 | D5090 | D5090903 | UNKNOWN | CNRSE | CNRSE ST-FAC
MYP-2238R-GRD-00 | MAYPOR-2238R | GROUND POINTS | FACILITIES | BOTH | D50 | D5090 | D5090903 | UNKNOWN | CNRSE | CNRSE ST-FAC
MYP-2239R-GRD-00 | MAYPOR-2239R | GROUND POINTS | FACILITIES | BOTH | D50 | D5090 | D5090903 | UNKNOWN | CNRSE | CNRSE ST-FAC
MYP-2240R-GRD-00 | MAYPOR-2240R | GROUND POINTS | FACILITIES | BOTH | D50 | D5090 | D5090903 | UNKNOWN | CNRSE | CNRSE ST-FAC
MYP-2241R-GRD-00 | MAYPOR-2241R | GROUND POINTS | FACILITIES | BOTH | D50 | D5090 | D5090903 | UNKNOWN | CNRSE | CNRSE ST-FAC
MYP-2242R-GRD-00 | MAYPOR-2242R | GROUND POINTS | FACILITIES | BOTH | D50 | D5090 | D5090903 | UNKNOWN | CNRSE | CNRSE ST-FAC
MYP-2243R-GRD-00 | MAYPOR-2243R | GROUND POINTS | FACILITIES | BOTH | D50 | D5090 | D5090903 | UNKNOWN | CNRSE | CNRSE ST-FAC
MYP-2244R-GRD-00 | MAYPOR-2244R | GROUND POINTS | FACILITIES | BOTH | D50 | D5090 | D5090903 | UNKNOWN | CNRSE | CNRSE ST-FAC
MYP-2294-GRD-01 | MAYPOR-2294 | GROUNDING SYSTEM | FACILITIES | BOTH | D50 | D5090 | D5090903 | UNKNOWN | CNRSE | CNRSE ST-FAC
MYP-2788-GRD-01 | MAYPOR-2788 | GROUNDING SYSTEM | FACILITIES | BOTH | D50 | D5090 | D5090903 | 2025-01-01 | CNRSE | CNRSE ST-FAC
MYP-2789-GRD-01 | MAYPOR-2789 | GROUNDING SYSTEM | FACILITIES | BOTH | D50 | D5090 | D5090903 | 2025-01-01 | CNRSE | CNRSE ST-FAC
MYP-452-GRD-01 | MAYPOR-452 | GROUNDING SYSTEM | FACILITIES | CIMU | D50 | D5090 | D5090903 | UNKNOWN | CNRSE | CNRSE ST-FAC
MYP-453-GRD-01 | MAYPOR-453 | GROUNDING SYSTEM | FACILITIES | CIMU | D50 | D5090 | D5090903 | UNKNOWN | CNRSE | CNRSE ST-FAC
MYP-454-GRD-01 | MAYPOR-454 | GROUNDING SYSTEM | FACILITIES | CIMU | D50 | D5090 | D5090903 | UNKNOWN | CNRSE | CNRSE ST-FAC
MYP-455-GRD-01 | MAYPOR-455 | GROUNDING SYSTEM | FACILITIES | CIMU | D50 | D5090 | D5090903 | UNKNOWN | CNRSE | CNRSE ST-FAC
MYP-86-GRD-00 | MAYPOR-86 | GROUND SYSTEM | FACILITIES | BOTH | D50 | D5090 | D5090903 | UNKNOWN | CNRSE | CNRSE ST-FAC
MYP-86-GRD-01 | MAYPOR-86 | GROUNDING SYSTEM | FACILITIES | BOTH | D50 | D5090 | D5090903 | UNKNOWN | CNRSE | CNRSE ST-FAC
CNRSE ST-FAC

## J1502000-22 FRCS-EMCS Inventory
ASSETNUM | LOCATION | DESCRIPTION | MANUFACTURER | MODEL | ASSETTYPE | INVENTORYCATEGORY | MASTERSYSTEM | SYSTEM | SUBSYSTEM | CUSTOMER | FUND SOURCE
MYP-1264-DDC-00 | MAYPOR-1264 | DIRECT DIGITAL CONTROL (DDC) SYSTEM | DISTECH CONTROLS | EC-BOS-8 | FACILITIES | BOTH | D30 | D3060 | D3060905 | CNRSE | CNRSE ST-FAC
MYP-1320-DDC-00 | MAYPOR-1320 | DIRECT DIGITAL CONTROL (DDC) SYSTEM | DISTECH CONTROLS | EC-BOS-6AX | FACILITIES | BOTH | D30 | D3060 | D3060905 | CNRSE | CNRSE ST-FAC
MYP-1333-DDC-00 | MAYPOR-1333 | DIRECT DIGITAL CONTROL (DDC) SYSTEM | DISTECH | EC-BOS-6AX | FACILITIES | BOTH | D30 | D3060 | D3060905 | CNRSE | CNRSE ST-FAC
MYP-1338-DDC-00 | MAYPOR-1338 | DIRECT DIGITAL CONTROL (DDC) SYSTEM | TRANE | TRACER: SC+ | FACILITIES | BOTH | D30 | D3060 | D3060905 | CNRSE | CNRSE ST-FAC
MYP-1343-DDC-00 | MAYPOR-1343 | DIRECT DIGITAL CONTROL (DDC) SYSTEM | TRANE | TRACER SC+ | FACILITIES | BOTH | D30 | D3060 | D3060905 | CNRSE | CNRSE ST-FAC
MYP-1388-DDC-00 | MAYPOR-1388 | DIRECT DIGITAL CONTROL (DDC) SYSTEM | DISTECH | EC-BOS-6AX | FACILITIES | BOTH | D30 | D3060 | D3060905 | CNRSE | CNRSE ST-FAC
MYP-1397-DDC-00 | MAYPOR-1397 | DIRECT DIGITAL CONTROL (DDC) SYSTEM | DISTECH CONTROLS | EC-BOS-8 | FACILITIES | BOTH | D30 | D3060 | D3060905 | CNRSE | CNRSE ST-FAC
MYP-1488-DDC-00 | MAYPOR-1488 | DIRECT DIGITAL CONTROL (DDC) SYSTEM | DISTECH CONTROLS | EC-BOS-6AX | FACILITIES | BOTH | D30 | D3060 | D3060905 | CNRSE | CNRSE ST-FAC
MYP-1553-DDC-00 | MAYPOR-1553 | DIRECT DIGITAL CONTROL (DDC) SYSTEM | DISTECH CONTROLS | EC-BOS-7AX | FACILITIES | BOTH | D30 | D3060 | D3060905 | CNRSE | CNRSE ST-FAC
MYP-1554-DDC-00 | MAYPOR-1554 | DIRECT DIGITAL CONTROL (DDC) SYSTEM | DISTECH CONTROLS | EC-BOS-6AX | FACILITIES | BOTH | D30 | D3060 | D3060905 | CNRSE | CNRSE ST-FAC
MYP-1555-DDC-00 | MAYPOR-1555 | DIRECT DIGITAL CONTROL (DDC) SYSTEM | DISTECH CONTROLS | EC-BOS-6AX | FACILITIES | BOTH | D30 | D3060 | D3060905 | CNRSE | CNRSE ST-FAC
MYP-1556-DDC-00 | MAYPOR-1556 | DIRECT DIGITAL CONTROL (DDC) SYSTEM | DISTECH CONTROLS | EC-BOS-6AX | FACILITIES | BOTH | D30 | D3060 | D3060905 | CNRSE | CNRSE ST-FAC
MYP-1576-DDC-00 | MAYPOR-1576 | DIRECT DIGITAL CONTROL (DDC) SYSTEM | DISTECH CONTROLS | EC-BOS-2AX | FACILITIES | BOTH | D30 | D3060 | D3060905 | CNRSE | CNRSE ST-FAC
MYP-1613-DDC-00 | MAYPOR-1613 | DIRECT DIGITAL CONTROL (DDC) SYSTEM | DISTECH CONTROLS | EC-BOS-6AX | FACILITIES | BOTH | D30 | D3060 | D3060905 | CNRSE | CNRSE ST-FAC
MYP-1842-DDC-00 | MAYPOR-1842 | DIRECT DIGITAL CONTROL (DDC) SYSTEM | DISTECH CONTROLS | EC-BOS-6AX | FACILITIES | BOTH | D30 | D3060 | D3060905 | CNRSE | CNRSE ST-FAC
MYP-1849-DDC-00 | MAYPOR-1849 | DIRECT DIGITAL CONTROL (DDC) SYSTEM | DISTECH CONTROLS | EC-BOS-2AX | FACILITIES | BOTH | D30 | D3060 | D3060905 | CNRSE | CNRSE ST-FAC
MYP-1868-DDC-00 | MAYPOR-1868 | DIRECT DIGITAL CONTROL (DDC) SYSTEM | DISTECH CONTROLS | EC-BOS-6AX | FACILITIES | BOTH | D30 | D3060 | D3060905 | CNRSE | CNRSE ST-FAC
MYP-1878-DDC-00 | MAYPOR-1878 | DIRECT DIGITAL CONTROL (DDC) SYSTEM | DISTECH CONTROLS | EC-BOS-6AX | FACILITIES | BOTH | D30 | D3060 | D3060905 | CNRSE | CNRSE ST-FAC
MYP-1888-DDC-00 | MAYPOR-1888 | DIRECT DIGITAL CONTROL (DDC) SYSTEM | DISTECH CONTROLS | EC-BOS-6AX | FACILITIES | BOTH | D30 | D3060 | D3060905 | CNRSE | CNRSE ST-FAC
MYP-1893-DDC-00 | MAYPOR-1893 | DIRECT DIGITAL CONTROL (DDC) SYSTEM | DISTECH CONTROLS | EC-BOS-6AX | FACILITIES | CIMU | D30 | D3060 | D3060905 | CNRSE | CNRSE ST-FAC
MYP-190-DDC-00 | MAYPOR-190 | DIRECT DIGITAL CONTROL (DDC) SYSTEM | DISTECH CONTROLS | EC-BOS-2AX | FACILITIES | BOTH | D30 | D3060 | D3060905 | CNRSE | CNRSE ST-FAC
MYP-191-DDC-00 | MAYPOR-191 | DIRECT DIGITAL CONTROL (DDC) SYSTEM | DISTECH CONTROLS | EC-BOS-6AX | FACILITIES | BOTH | D30 | D3060 | D3060905 | CNRSE | CNRSE ST-FAC
MYP-1966-DDC-00 | MAYPOR-1966 | DIRECT DIGITAL CONTROL (DDC) SYSTEM | DISTECH CONTROLS | EC-BOS-6AX | FACILITIES | CIMU | D30 | D3060 | D3060905 | CNRSE | CNRSE ST-FAC
MYP-1-DDC-00 | MAYPOR-1 | DIRECT DIGITAL CONTROL (DDC) SYSTEM | DISTECH | EC-BOS-8 | FACILITIES | BOTH | D30 | D3060 | D3060905 | CNRSE | CNRSE ST-FAC
MYP-2021-DDC-00 | MAYPOR-2021 | DIRECT DIGITAL CONTROL (DDC) SYSTEM | DISTECH CONTROLS | EC-BOS-2AX | FACILITIES | BOTH | D30 | D3060 | D3060905 | CNRSE | CNRSE ST-FAC
MYP-2051-DDC-00 | MAYPOR-2051 | DIRECT DIGITAL CONTROL (DDC) SYSTEM | DISTECH CONTROLS | EC-BOS-6AX | FACILITIES | BOTH | D30 | D3060 | D3060905 | CNRSE | CNRSE ST-FAC
MYP-2078-DDC-00 | MAYPOR-2078 | DIRECT DIGITAL CONTROL (DDC) SYSTEM | DISTECH CONTROLS | EC-BOS-6AX | FACILITIES | BOTH | D30 | D3060 | D3060905 | CNRSE | CNRSE ST-FAC
MYP-2288-DDC-00 | MAYPOR-2288 | DIRECT DIGITAL CONTROL (DDC) SYSTEM | DISTECH CONTROLS | EC-BOS-8 | FACILITIES | BOTH | D30 | D3060 | D3060905 | CNRSE | CNRSE ST-FAC
MYP-243-DDC-00 | MAYPOR-243 | DIRECT DIGITAL CONTROL (DDC) SYSTEM | DISTECH CONTROLS | EC-BOS-6AX | FACILITIES | BOTH | D30 | D3060 | D3060905 | CNRSE | CNRSE ST-FAC
MYP-244-DDC-00 | MAYPOR-244 | DIRECT DIGITAL CONTROL (DDC) SYSTEM | DISTECH CONTROLS | EC-BOS-6AX | FACILITIES | BOTH | D30 | D3060 | D3060905 | CNRSE | CNRSE ST-FAC
MYP-245-DDC-00 | MAYPOR-245 | DIRECT DIGITAL CONTROL (DDC) SYSTEM | DISTECH CONTROLS | EC-BOS-8 | FACILITIES | CIMU | D30 | D3060 | D3060905 | CNRSE | CNRSE ST-FAC
MYP-2480-DDC-00 | MAYPOR-2480 | DIRECT DIGITAL CONTROL (DDC) SYSTEM | DISTECH CONTROLS | EC-BOS-6AX | FACILITIES | BOTH | D30 | D3060 | D3060905 | CNRSE | CNRSE ST-FAC
MYP-2527-DDC-00 | MAYPOR-2527 | DIRECT DIGITAL CONTROL (DDC) SYSTEM | Unknown | BUILDINGLOGIX NIAGARA | FACILITIES | CIMU | D30 | D3060 | D3060905 | CNRSE | CNRSE ST-FAC
MYP-2528-DDC-00 | MAYPOR-2528 | DIRECT DIGITAL CONTROL (DDC) SYSTEM | DISTECH CONTROLS | EC-BOS-8 | FACILITIES | BOTH | D30 | D3060 | D3060905 | CNRSE | CNRSE ST-FAC
MYP-2529-CID-01 | MAYPOR-2529 | HVAC CONTROLS, ELECTRIC, DIGITAL VFD AHU-1A | DANFOSS | VLT | FACILITIES | BOTH | D30 | D3060 | D3060901 | CNRSE | CNRSE ST-FAC
MYP-289-DDC-00 | MAYPOR-289 | DIRECT DIGITAL CONTROL (DDC) SYSTEM | DISTECH CONTROLS | EC-BOS-6AX | FACILITIES | BOTH | D30 | D3060 | D3060905 | CNRSE | CNRSE ST-FAC
MYP-298-DDC-00 | MAYPOR-298 | DIRECT DIGITAL CONTROL (DDC) SYSTEM | DISTECH CONTROLS | EC-BOS-7AX | FACILITIES | BOTH | D30 | D3060 | D3060905 | CNRSE | CNRSE ST-FAC
MYP-350-DDC-00 | MAYPOR-350 | DIRECT DIGITAL CONTROL (DDC) SYSTEM | DISTECH CONTROLS | EC-BOS-6AX | FACILITIES | BOTH | D30 | D3060 | D3060905 | CNRSE | CNRSE ST-FAC
MYP-351-DDC-00 | MAYPOR-351 | DIRECT DIGITAL CONTROL (DDC) SYSTEM | DISTECH CONTROLS | EC-BOS-6AX | FACILITIES | BOTH | D30 | D3060 | D3060905 | CNRSE | CNRSE ST-FAC
MYP-365-DDC-00 | MAYPOR-365 | DIRECT DIGITAL CONTROL (DDC) SYSTEM | DISTECH CONTROLS | EC-BOS-6AX | FACILITIES | BOTH | D30 | D3060 | D3060905 | CNRSE | CNRSE ST-FAC
MYP-3-DDC-00 | MAYPOR-3 | DIRECT DIGITAL CONTROL (DDC) SYSTEM | DISTECH CONTROLS | EC-BOS-6AX | FACILITIES | BOTH | D30 | D3060 | D3060905 | CNRSE | CNRSE ST-FAC
MYP-413-DDC-00 | MAYPOR-413 | DIRECT DIGITAL CONTROL (DDC) SYSTEM | KMC | NIAGRA | FACILITIES | BOTH | D30 | D3060 | D3060905 | CNRSE | CNRSE ST-FAC
MYP-414-DDC-00 | MAYPOR-414 | DIRECT DIGITAL CONTROL (DDC) SYSTEM | DISTECH CONTROLS | EC-BOS-6AX | FACILITIES | BOTH | D30 | D3060 | D3060905 | CNRSE | CNRSE ST-FAC
MYP-448-DDC-00 | MAYPOR-448 | DIRECT DIGITAL CONTROL (DDC) SYSTEM | DISTECH CONTROLS | EC-BOS-6AX | FACILITIES | BOTH | D30 | D3060 | D3060905 | CNRSE | CNRSE ST-FAC
MYP-460-DDC-00 | MAYPOR-460 | DIRECT DIGITAL CONTROL (DDC) SYSTEM | DISTECH CONTROLS | EC-BOS-8 | FACILITIES | BOTH | D30 | D3060 | D3060905 | CNRSE | CNRSE ST-FAC
MYP-90-DDC-00 | MAYPOR-90 | DIRECT DIGITAL CONTROL (DDC) SYSTEM | DISTECH CONTROLS | EC-BOS-6AX | FACILITIES | BOTH | D30 | D3060 | D3060905 | CNRSE | CNRSE ST-FAC
MYP-RB-1960-DDC-01 | RIBBAY-1960 | DIRECT DIGITAL CONTROL (DDC) SYSTEM | DISTECH CONTROLS | ECB-650 | FACILITIES | BOTH | D30 | D3060 | D3060905 | CNRSE | CNRSE ST-FAC
MYP-1585-DDC-01 | MAYPOR-1585 | DIRECT DIGITAL CONTROL (DDC) SYSTEM | DISTECH CONTROLS | EC-BOS-8 | FACILITIES | BOTH | D30 | D3060 | D3060905 | CNRSE | CNRSE ST-UH
MYP-1586-DDC-00 | MAYPOR-1586 | DIRECT DIGITAL CONTROL (DDC) SYSTEM | DISTECH CONTROLS | EC-BOS-6AX | FACILITIES | BOTH | D30 | D3060 | D3060905 | CNRSE | CNRSE ST-UH
MYP-1587-DDC-00 | MAYPOR-1587 | DIRECT DIGITAL CONTROL (DDC) SYSTEM | DISTECH CONTROLS | EC-BOS-8 | FACILITIES | BOTH | D30 | D3060 | D3060905 | CNRSE | CNRSE ST-UH
MYP-2234-DDC-00 | MAYPOR-2234 | DIRECT DIGITAL CONTROL (DDC) SYSTEM | DISTECH CONTROLS | EC-BOS-7AX | FACILITIES | BOTH | D30 | D3060 | D3060905 | CNRSE | CNRSE ST-UH
MYP-337-DDC-00 | MAYPOR-337 | DIRECT DIGITAL CONTROL (DDC) SYSTEM | DISTECH CONTROLS | EC-BOS-6AX | FACILITIES | BOTH | D30 | D3060 | D3060905 | CNRSE | CNRSE ST-UH
MYP-451-DDC-00 | MAYPOR-451 | DIRECT DIGITAL CONTROL (DDC) SYSTEM | DISTECH CONTROLS | EC-BOS-6AX | FACILITIES | BOTH | D30 | D3060 | D3060905 | CNRSE | CNRSE ST-UH

## J1502000-25 FUEL TANKS AND BERM
ASSETNUM | LOCATION | DESCRIPTION | MANUFACTURER | MODEL | ASSETTYPE | INVENTORYCATEGORY | MASTERSYSTEM | SYSTEM | SUBSYSTEM | CUSTOMER | FUND SOURCE
MYP-2505-STF-01 | MAYPOR-2505 | FUEL STORAGE TANK, 500 GAL DIESEL (ID 2505G) | Unknown | Unknown | FACILITIES | BOTH | D30 | D3010 | D3010100 | B2505 USFFC | B2505 USFFC
MYP-1344-STF-01 | MAYPOR-1344A | FUEL STORAGE TANK, 1344FP-1, 200 GAL DIESEL | Unknown | Unknown | FACILITIES | BOTH | D30 | D3010 | D3010100 | CNRSE | CNRSE ST-FAC
MYP-1344-STF-02 | MAYPOR-1344A | FUEL STORAGE TANK, 1344FP-2, 200 GAL DIESEL | Unknown | Unknown | FACILITIES | BOTH | D30 | D3010 | D3010100 | CNRSE | CNRSE ST-FAC
MYP-1344-STF-03 | MAYPOR-1344A | FUEL STORAGE TANK, 1344FP-3, 200 GAL DIESEL | Unknown | Unknown | FACILITIES | BOTH | D30 | D3010 | D3010100 | CNRSE | CNRSE ST-FAC
MYP-1391-STF-01 | MAYPOR-1391 | FUEL STORAGE TANK, 119 GAL DIESEL (FIRE PUMP) | Unknown | Unknown | FACILITIES | BOTH | D30 | D3010 | D3010100 | CNRSE | CNRSE ST-FAC
MYP-1391-STF-02 | MAYPOR-1391 | FUEL STORAGE TANK, 675GAL DIESEL (1391G) | Unknown | Unknown | FACILITIES | BOTH | D30 | D3010 | D3010100 | CNRSE | CNRSE ST-FAC
MYP-1462-STF-01 | MAYPOR-1462W | FUEL STORAGE TANK, 256GAL DIESEL (1462G) | Unknown | Unknown | FACILITIES | BOTH | D30 | D3010 | D3010100 | CNRSE | CNRSE ST-FAC
MYP-154-STF-01 | MAYPOR-154 | FUEL STORAGE TANK GEN, 1100GAL DIESEL (G154) | Unknown | Unknown | FACILITIES | BOTH | D30 | D3010 | D3010100 | CNRSE | CNRSE ST-FAC
MYP-1552-TNK-03 | MAYPOR-1552 | STORAGE TANK, USED OIL 500GAL (N1552C) | Unknown | Unknown | FACILITIES | BOTH | D30 | D3010 | D3010999 | CNRSE | CNRSE ST-FAC
MYP-1554-STF-01 | MAYPOR-1554 | FUEL STORAGE TANK, 1000GAL DIESEL (ID 1554G) | Unknown | Unknown | FACILITIES | BOTH | D30 | D3010 | D3010100 | CNRSE | CNRSE ST-FAC
MYP-1591-STF-01 | MAYPOR-1591 | FUEL STORAGE TANK, 560GAL DIESEL (1591G) | Unknown | Unknown | FACILITIES | BOTH | D30 | D3010 | D3010100 | CNRSE | CNRSE ST-FAC
MYP-1607-STF-01 | MAYPOR-1607 | FUEL STORAGE TANK, 525GAL DIESEL (1607G) | Unknown | Unknown | FACILITIES | BOTH | D30 | D3010 | D3010100 | CNRSE | CNRSE ST-FAC
MYP-1609-STF-01 | MAYPOR-1609 | FUEL STORAGE TANK, 1000GAL JP-5 (Tank ID 1609Y) | Unknown | Unknown | FACILITIES | BOTH | D30 | D3010 | D3010100 | CNRSE | CNRSE ST-FAC
MYP-1609-STF-02 | MAYPOR-1609 | FUEL STORAGE TANK, 1000GAL JP-5 (Tank ID 1609W) | Unknown | Unknown | FACILITIES | BOTH | D30 | D3010 | D3010100 | CNRSE | CNRSE ST-FAC
MYP-1613-STF-01 | MAYPOR-1613 | FUEL STORAGE TANK, 300GAL DIESEL (ID MYPTDF001) | Unknown | Unknown | FACILITIES | BOTH | D30 | D3010 | D3010100 | CNRSE | CNRSE ST-FAC
MYP-1888-PR-TNK-01 | MAYPOR-1888 | PROPANE TANK 750 GAL | Unknown | Unknown | FACILITIES | BOTH | F10 | F1040 | F104002 | CNRSE | CNRSE ST-FAC
MYP-191-TNK-01 | MAYPOR-191 | STORAGE TANK, USED OIL 500GAL (ID N191D) | Unknown | Unknown | FACILITIES | BOTH | D30 | D3010 | D3010999 | CNRSE | CNRSE ST-FAC
MYP-1966-STF-01 | MAYPOR-1966 | FUEL STORAGE TANK, 250 GAL (ID 1966G) | Unknown | Unknown | FACILITIES | BOTH | D30 | D3010 | D3010100 | CNRSE | CNRSE ST-FAC
MYP-1-STF-01 | MAYPOR-1 | FUEL STORAGE TANK, 1500GAL DIESEL (ID G1) | CATERPILLAR | NTX1-C9 | FACILITIES | BOTH | D30 | D3010 | D3010100 | CNRSE | CNRSE ST-FAC
MYP-2000PR-TNK-01 | MAYPOR-2000PR | PROPANE TANK 30,000 GAL. |  | LPG VENTURES SA516-70 | FACILITIES | BOTH | F10 | F1040 | F104002 | CNRSE | CNRSE ST-FAC
MYP-2001 PR-TNK- 00 | MAYPOR-1805 | PROPANE TANK 30,000 GAL | Unknown | Unknown | FACILITIES | BOTH | F10 | F1040 | F104002 | CNRSE | CNRSE ST-FAC
MYP-2051-STF-01 | MAYPOR-2051 | FUEL STORAGE TANK, 334 GAL DIESEL (G2051) | Unknown | Unknown | FACILITIES | BOTH | D30 | D3010 | D3010100 | CNRSE | CNRSE ST-FAC
MYP-2117-STF-01 | MAYPOR-2117 | FUEL TANK 1500 GAL GAS, 500 GAL DIESEL (Tank ID # 2117-2) | Unknown | Unknown | FACILITIES | BOTH | D30 | D3010 | D3010100 | CNRSE | CNRSE ST-FAC
MYP-2179-STF-01 | MAYPOR-2179 | FUEL STORAGE TANK, 200GAL DIESEL (164G) | Unknown | Unknown | FACILITIES | BOTH | D30 | D3010 | D3010100 | CNRSE | CNRSE ST-FAC
MYP-2187-STF-01 | MAYPOR-2187 | FUEL STORAGE TANK, 500GAL DIESEL (G90) | Unknown | Unknown | FACILITIES | BOTH | D30 | D3010 | D3010100 | CNRSE | CNRSE ST-FAC
MYP-2215-STF-02 | MAYPOR-2215 | FUEL STORAGE TANK, 545 GAL DIESEL (ID G2215) | Unknown | Unknown | FACILITIES | BOTH | D30 | D3010 | D3010100 | CNRSE | CNRSE ST-FAC
MYP-2264-STF-01 | MAYPOR-2264 | FUEL STORAGE TANK, 194GAL DIESEL (2264G) | Unknown | Unknown | FACILITIES | BOTH | D30 | D3010 | D3010100 | CNRSE | CNRSE ST-FAC
MYP-2280-STF-01 | MAYPOR-2280 | FUEL STORAGE TANK, 275GAL DIESEL (ID 2040G) | Unknown | Unknown | FACILITIES | BOTH | D30 | D3010 | D3010100 | CNRSE | CNRSE ST-FAC
MYP-2294-STF-01 | MAYPOR-2294 | FUEL STORAGE TANK 500GAL DIESEL (ID 2294) | Unknown | Unknown | FACILITIES | BOTH | D30 | D3010 | D3010100 | CNRSE | CNRSE ST-FAC
MYP-2469-STF-01 | MAYPOR-2469 | FUEL STORAGE TANK DOUBLE WALL 200GAL (ID | Unknown | Unknown | FACILITIES | BOTH | D30 | D3010 | D3010100 | CNRSE | CNRSE ST-FAC
MYP-2480-STF-01 | MAYPOR-2480 | FUEL STORAGE TANK, 2000GAL DIESEL (ID 2480G) | Unknown | Unknown | FACILITIES | BOTH | D30 | D3010 | D3010100 | CNRSE | CNRSE ST-FAC
MYP-2482-STF-01 | MAYPOR-2482 | FUEL STORAGE TANK 25GAL DIESEL, (ID 2482) | Unknown | Unknown | FACILITIES | BOTH | D30 | D3010 | D3010100 | CNRSE | CNRSE ST-FAC
MYP-2482-STF-02 | MAYPOR-2482 | FUEL STORAGE TANK 1000GAL DIESEL, (ID 2483) | Unknown | Unknown | FACILITIES | BOTH | D30 | D3010 | D3010100 | CNRSE | CNRSE ST-FAC
MYP-2526-STF-01 | MAYPOR-2526 | FUEL STORAGE TANK, 300GAL DIESEL (2526G) | Unknown | Unknown | FACILITIES | BOTH | D30 | D3010 | D3010100 | CNRSE | CNRSE ST-FAC
MYP-2548-STF-01 | MAYPOR-2548 | FUEL STORAGE TANK, DIESEL, 4500 GAL (2548G) | Unknown | Unknown | FACILITIES | BOTH | D30 | D3010 | D3010100 | CNRSE | CNRSE ST-FAC
MYP-2557-STF-01 | MAYPOR-2557 | FUEL STORAGE TANK FP, 572 GAL DIESEL | Unknown | Unknown | FACILITIES | BOTH | D30 | D3010 | D3010100 | CNRSE | CNRSE ST-FAC
MYP-265-TNK-01 | MAYPOR-265 | STORAGE TANK, 270 GAL, LUBE OIL (265A) | Unknown | Unknown | FACILITIES | BOTH | D30 | D3010 | D3010999 | CNRSE | CNRSE ST-FAC
MYP-265-TNK-02 | MAYPOR-265 | STORAGE TANK, 270 GAL, LUBE OIL (265B) | Unknown | Unknown | FACILITIES | BOTH | D30 | D3010 | D3010999 | CNRSE | CNRSE ST-FAC
MYP-338-STF-01 | MAYPOR-338 | FUEL STORAGE TANK, 1500 GAL DIESEL (338G) | Unknown | Unknown | FACILITIES | BOTH | D30 | D3010 | D3010100 | CNRSE | CNRSE ST-FAC
MYP-349-STF-01 | MAYPOR-349 | FUEL STORAGE TANK, 500GAL DIESEL, (ID 2266) | Unknown | Unknown | FACILITIES | BOTH | D30 | D3010 | D3010100 | CNRSE | CNRSE ST-FAC
MYP-349-STF-02 | MAYPOR-2267 | FUEL STORAGE TANK 500GAL MOGAS (ID2267) | Unknown | Unknown | FACILITIES | BOTH | D30 | D3010 | D3010100 | CNRSE | CNRSE ST-FAC
MYP-351-STF-01 | MAYPOR-351 | FUEL STORAGE TANK, 431GAL DIESEL (ID G351) | Unknown | Unknown | FACILITIES | BOTH | D30 | D3010 | D3010100 | CNRSE | CNRSE ST-FAC
MYP-365-STF-01 | MAYPOR-365 | FUEL STORAGE TANK, 525GAL DIESEL (NG365B) | Unknown | Unknown | FACILITIES | BOTH | D30 | D3010 | D3010100 | CNRSE | CNRSE ST-FAC
MYP-436-STF-01 | MAYPOR-436 | FUEL STORAGE TANK, 560GAL DIESEL (NG436) | Unknown | Unknown | FACILITIES | BOTH | D30 | D3010 | D3010100 | CNRSE | CNRSE ST-FAC
MYP-50-STF-01 | MAYPOR-50 | FUEL STORAGE TANK, 325 GAL DIESEL (ID 50G) | Unknown | Unknown | FACILITIES | BOTH | D30 | D3010 | D3010100 | CNRSE | CNRSE ST-FAC
MYP-STF-02 | MAYPOR-1613 | FUEL STORAGE TANK, 300GAL DIESEL (ID MYPTDF002) | Unknown | Unknown | FACILITIES | BOTH | D30 | D3010 | D3010100 | CNRSE | CNRSE ST-FAC
MYP-142-STF-01 | MAYPOR-142 | FUEL STORAGE TANK, 1000GAL JP5 (ID FL-1) | Unknown | Unknown | FACILITIES | BOTH | D30 | D3010 | D3010100 | CNRSE | CNRSE ST-FAC
MYP-142-STF-02 | MAYPOR-142 | FUEL STORAGE TANK, 1000GAL JP5 (ID FL-2) | Unknown | Unknown | FACILITIES | BOTH | D30 | D3010 | D3010100 | CNRSE | CNRSE ST-FAC
MYP-142-STF-03 | MAYPOR-142 | FUEL STORAGE TANK, 120GAL OFF SPEC FUEL (ID 142-1 ) | Unknown | Unknown | FACILITIES | BOTH | D30 | D3010 | D3010100 | CNRSE | CNRSE ST-FAC
MYP-142-STF-04 | MAYPOR-142 | FUEL STORAGE TANK, 500GAL OFF SPEC JP5 (ID 142B ) | Unknown | Unknown | FACILITIES | BOTH | D30 | D3010 | D3010100 | CNRSE | CNRSE ST-FAC
MYP-1444-STF-01 | MAYPOR-1444 | FUEL STORAGE TANK, 145 GAL (1444G) | Unknown | Unknown | FACILITIES | BOTH | D30 | D3010 | D3010100 | CNRSE | CNRSE ST-FAC
MYP-1455-STF-01 | MAYPOR-1455 | FUEL STORAGE TANK, 850GAL DIESEL (ID 1455G) | Unknown | Unknown | FACILITIES | BOTH | D30 | D3010 | D3010100 | CNRSE | CNRSE ST-FAC
MYP-1458-TNK-03 | MAYPOR-1458 | STORAGE TANK, 300GAL USED LUBE OIL (1458-03) | Unknown | Unknown | FACILITIES | BOTH | D20 | D2020 | D2020902 | CNRSE | CNRSE ST-FAC
MYP-1552-STF-01 | MAYPOR-1552 | STORAGE FUEL TANK, 3000 GAL, AVIATION, HSL-40 | Unknown | Unknown | STRUCTURE | BOTH | R21 | R2110 | R211099 | CNRSE | CNRSE ST-FAC
MYP-2039-STF-01 | MAYPOR-2039 | FUEL STORAGE TANK, 8,000 GAL DIESEL ( ID A10641) | Unknown | Unknown | FACILITIES | BOTH | D30 | D3010 | D3010100 | CNRSE | CNRSE ST-FAC
MYP-2039-STF-02 | MAYPOR-2039 | FUEL STORAGE TANK, 8,000 GAL PERM UL (ID A10642) | Unknown | Unknown | FACILITIES | BOTH | D30 | D3010 | D3010100 | CNRSE | CNRSE ST-FAC
MYP-2039-STF-03 | MAYPOR-2039 | FUEL STORAGE TANK, 15,000 GAL REG UL (ID A10643) | Unknown | Unknown | FACILITIES | BOTH | D30 | D3010 | D3010100 | CNRSE | CNRSE ST-FAC
MYP-2299-STF-01 | MAYPOR-2299 | FUEL STORAGE TANK, 500GAL OFF SPEC JP5 (2299A) | Unknown | Unknown | STRUCTURE | BOTH | R21 | R2110 | R211099 | CNRSE | CNRSE ST-FAC
MYP-4043-STF-01 | MAYPOR-2043 | FUEL STORAGE TANK, 570K GAL JP5 (ID 2043) | Unknown | Unknown | STRUCTURE | BOTH | R11 | R1150 | R115099 | CNRSE | CNRSE ST-FAC
MYP-FJ-108-STF-01 | MAYFISC-108G | FUEL STORAGE TANK, 100GAL DIESEL (ID 8G) | Unknown | Unknown | FACILITIES | BOTH | D30 | D3010 | D3010100 | CNRSE | CNRSE ST-FAC
MYP-FJ-113-STF-01 | MAYFISC-113 | FUEL STORAGE TANK, 300GAL DIESEL (ID 113-1) | Unknown | Unknown | FACILITIES | BOTH | D30 | D3010 | D3010100 | CNRSE | CNRSE ST-FAC
MYP-FJ-2108-STF-01 | MAYFISC-2108 | FUEL STORAGE TANK, 300GAL DIESEL (ID 2108-1) | Unknown | Unknown | FACILITIES | BOTH | D30 | D3010 | D3010100 | CNRSE | CNRSE ST-FAC
MYP-FJ-2193-TNK-01 | MAYFISC-2193 | STORAGE TANK, CONTACT WATER 20K (ID 2193) | Unknown | Unknown | STRUCTURE | BOTH | R23 | R2323 | R232399 | CNRSE | CNRSE ST-FAC
MYP-FJ-34-STF-01 | MAYFISC-34 | FUEL STORAGE TANK, 300GAL DIESEL (ID 34-1) | Unknown | Unknown | FACILITIES | BOTH | D30 | D3010 | D3010100 | CNRSE | CNRSE ST-FAC
MYP-FJ-51-STF-01 | MAYFISC-51 | FUEL STORAGE TANK, 100GAL DIESEL (ID 51G) | Unknown | Unknown | FACILITIES | BOTH | D30 | D3010 | D3010100 | CNRSE | CNRSE ST-FAC
MYP-FJ-53-STF-01 | MAYFISC-34 | FUEL STORAGE TANK, 300GAL DIESEL (ID 53) | Unknown | Unknown | FACILITIES | BOTH | D30 | D3010 | D3010100 | CNRSE | CNRSE ST-FAC
MYP-FJ-55-STF-01 | MAYFISC-55 | FUEL STORAGE TANK, 385GAL DIESEL (ID 55G) | Unknown | Unknown | FACILITIES | BOTH | D30 | D3010 | D3010100 | CNRSE | CNRSE ST-FAC
MYP-FJ-71-STF-01 | MAYFISC-71G | FUEL STORAGE TANK, 2500GAL DIESEL (ID 71G) | Unknown | Unknown | FACILITIES | BOTH | D30 | D3010 | D3010100 | CNRSE | CNRSE ST-FAC
MYP-FJ-72-STF-01 | MAYFISC-72G | FUEL STORAGE TANK, 2500GAL DIESEL (ID 72G) | Unknown | Unknown | FACILITIES | BOTH | D30 | D3010 | D3010100 | CNRSE | CNRSE ST-FAC
MYP-FJ-8-STF-01 | MAYFISC-8 | FUEL STORAGE TANK, 90GAL DIESEL (ID 8G) | Unknown | Unknown | FACILITIES | BOTH | D30 | D3010 | D3010100 | CNRSE | CNRSE ST-FAC
NFESC5608 | MAYFISC-104A | TANK - MIXED FUEL | Unknown | Unknown | FACILITIES | BOTH | R11 | R1182 | R118299 | CNRSE | CNRSE ST-FAC
NFESC5638 | MAYFISC-2193 | ABOVE GRD FUEL STORAGE TANK | Unknown | Unknown | STRUCTURE | BOTH | R23 | R2323 | R232399 | CNRSE | CNRSE ST-FAC
NFESC5639 | MAYFISC-2199 | A/G SINGLE WALL FUEL STOR TK | Unknown | Unknown | STRUCTURE | BOTH | R23 | R2323 | R232399 | CNRSE | CNRSE ST-FAC
NFESC5801 | MAYPOR-93 | GASOLINE STORAGE TANK | Unknown | Unknown | STRUCTURE | BOTH | R23 | R2323 | R232399 | CNRSE | CNRSE ST-FAC
MYP-2045-GEN-01 | MAYPOR-2045 | GENRATOR SET, 350KW (2045G) | CUMMINS | DFEJ -1615016 | FACILITIES | BOTH | D50 | D5090 | D5090210 | NEX | NEX
MYP-2045-STF-01 | MAYPOR-2045 | FUEL STORAGE TANK, 869 GAL DIESEL (2045G) | Unknown | Unknown | FACILITIES | BOTH | D30 | D3010 | D3010100 | NEX | NEX
MYP-CS-1900-STF-01 | MAYCOM-1900 | FUEL STORAGE TANK, 250 GAL DIESEL (ID 1900G) | Unknown | Unknown | FACILITIES | BOTH | D30 | D3010 | D3010100 | NEX | NEX

## J1502000-26 GREASE AND GRIT
ASSETNUM | LOCATION | DESCRIPTION | ASSETTYPE | INVENTORYCATEGORY | MASTERSYSTEM | SYSTEM | SUBSYSTEM | CUSTOMER | FUND SOURCE
MYP-1260-SWO-01 | MAYPOR-1260 | STORAGE TANK UCO-7A USED COOKING OIL, 100 GAL | FACILITIES | BOTH | D20 | D2030 | D2030901 | CNRSE | CNRSE ST-FAC
MYP-1333-SWO-00 | MAYPOR-1333 | GREASE TRAP | FACILITIES | BOTH | D20 | D2030 | D2030901 | CNRSE | CNRSE ST-FAC
MYP-1397-EQO-01 | MAYPOR-1397 | Grease Traps INSIDE SUBWAY | FACILITIES | BOTH | E10 | E1090 | E1090999 | CNRSE | CNRSE ST-FAC
MYP-1624-SWO-01 | MAYPOR-1624 | STORAGE TANK UCO-06 USED COOKING OIL, 100 GAL | FACILITIES | BOTH | D20 | D2030 | D2030901 | CNRSE | CNRSE ST-FAC
MYP-1893-SWO-01 | MAYPOR-1893 | STORAGE TANK, UCO-1A USED COOKING OIL 100GAL | FACILITIES | BOTH | D20 | D2030 | D2030999 | CNRSE | CNRSE ST-FAC
MYP-1893-SWS-01 | MAYPOR-1893 | GREASE TRAP | FACILITIES | BOTH | D20 | D2030 | D2030901 | CNRSE | CNRSE ST-FAC
MYP-1960-SWS-01 | RIBBAY-1960 | GREASE & GRIT TRAP | FACILITIES | BOTH | D20 | D2030 | D2030901 | CNRSE | CNRSE ST-FAC
MYP-1981-EQO-01 | MAYPOR-1981 | Grease Traps | FACILITIES | BOTH | E10 | E1090 | E1090999 | CNRSE | CNRSE ST-FAC
MYP-2287-SWS-01 | RIBBAY-2287 | GREASE & GRIT TRAP | FACILITIES | BOTH | D20 | D2030 | D2030901 | CNRSE | CNRSE ST-FAC
MYP-243-SWO-01 | MAYPOR-243 | STORAGE TANK, UCO-2 USED COOKING OIL 100GAL | FACILITIES | BOTH | D20 | D2030 | D2030999 | CNRSE | CNRSE ST-FAC
MYP-244-SWO-01 | MAYPOR-244 | STORAGE TANK UCO-3A USED COOKING OIL 100GAL | FACILITIES | BOTH | D20 | D2030 | D2030999 | CNRSE | CNRSE ST-FAC
MYP-245-SWO-01 | MAYPOR-245 | UCO-4 USED COOKING OIL 100GAL | FACILITIES | BOTH | D20 | D2030 | D2030999 | CNRSE | CNRSE ST-FAC
MYP-338-SWO-01 | MAYPOR-338 | STORAGE TANK UCO-5A COOKING OIL 125 GALLON #1 | FACILITIES | BOTH | D20 | D2030 | D2030901 | CNRSE | CNRSE ST-FAC
MYP-338-SWO-02 | MAYPOR-338 | UCO-5A COOKING OIL TANK 125 GALLON #2 | FACILITIES | BOTH | D20 | D2030 | D2030901 | CNRSE | CNRSE ST-FAC
MYP-338-SWO-03 | MAYPOR-338 | UCO-5A COOKING OIL TANK 125 GALLON #3 | FACILITIES | BOTH | D20 | D2020 | D2020902 | CNRSE | CNRSE ST-FAC
MYP-338-SWO-04 | MAYPOR-338 | UCO-5A COOKING OIL TANK 125 GALLON #4 | FACILITIES | BOTH | D20 | D2020 | D2020902 | CNRSE | CNRSE ST-FAC
MYP-338-SWS-01 | MAYPOR-338 | SANITARY GREASE AND GRIT TRAP SEPARATOR | FACILITIES | BOTH | D20 | D2030 | D2030901 | CNRSE | CNRSE ST-FAC
CNRSE ST-FAC
CNRSE ST-FAC
CNRSE ST-FAC

## J1502000-27 LINT TRAPS
ASSETNUM | LOCATION | DESCRIPTION | MANUFACTURER | MODEL | ASSETTYPE | INVENTORYCATEGORY | MASTERSYSTEM | SYSTEM | SUBSYSTEM | CUSTOMER | FUND SOURCE
MYP-1585-WVP-00 | MAYPOR-1585 | LINT TRAP | Unknown | Unknown | FACILITIES | CIMU | E10 | E1090 | E1090999 | CNRSE | CNRSE ST-UH
MYP-1587-WVP-00 | MAYPOR-1587 | LINT TRAP | Unknown | Unknown | FACILITIES | BOTH | E10 | E1090 | E1090999 | CNRSE | CNRSE ST-UH
MYP-2105-HVO-01 | MAYPOR-2105 | LINT TRAPS | Unknown | Unknown | FACILITIES | BOTH | D30 | D3090 | D3090901 | CNRSE | CNRSE ST-UH
MYP-2234-HVO-01 | MAYPOR-2234 | LINT TRAPS | Unknown | Unknown | FACILITIES | BOTH | D30 | D3090 | D3090901 | CNRSE | CNRSE ST-UH
CNRSE ST-FAC
CNRSE ST-FAC

## J1502000-28 Boiler & UPV ITC
ASSETNUM | LOCATION | DESCRIPTION | MANUFACTURER | MODEL | ASSETTYPE | INVENTORYCATEGORY | MASTERSYSTEM | SYSTEM | SUBSYSTEM | CERTIFICATION EXPIRATION | CUSTOMER | FUND SOURCE
MAY-S143457 | MAYPOR-1888 | BLR/UPV, BOILER, #2, PVI, 1.000 MBH, NB# 125556 | Unknown | 100P250AMXG | FACILITIES | BOTH | D30 | D3020 | D3020130 | 2025-09-30 | CNRSE | CNRSE ST-FAC
MYP-1343-ACI-00 | MAYPOR-1343 | BLR/UPV, UPV, AIR COMP, MANCHESTER, NB# 513159 | MANCHESTER | NB# 513159, 11 CU. FT. | FACILITIES | BOTH | D30 | D3060 | D3060903 | UNKNOWN | CNRSE | CNRSE ST-FAC
MYP-1343-ACI-01 | MAYPOR-1343 | AIR COMPRESSOR | Unknown | Unknown | FACILITIES | BOTH | D30 | D3060 | D3060903 | UNKNOWN | CNRSE | CNRSE ST-FAC
MYP-1391-GSB-01 | MAYPOR-1391 | BLR/UPV, BOILER, #1, RAYPAK, .999 MBH, NB# 344574 | Unknown | H7-1005 | FACILITIES | BOTH | D30 | D3020 | D3020130 | 2026-01-31 | CNRSE | CNRSE ST-FAC
MYP-1391-GSB-02 | MAYPOR-1391 | BLR/UPV, BOILER, #2, RAYPAK, .999 MBH, NB# 344575 | RAYPAK | H7-2005 | FACILITIES | BOTH | D30 | D3020 | D3020130 | 2026-01-31 | CNRSE | CNRSE ST-FAC
MYP-1391-GSB-04 | MAYPOR-1391 | BOILER, HW, GAS, PH-1 | RAYPACK | P-2005 | FACILITIES | BOTH | D30 | D3020 | D3020130 | 2024-08-21 | CNRSE | CNRSE ST-FAC
MYP-1517-SAC-00 | MAYPOR-1517 | AIR COMPRESSOR | Unknown | Unknown | FACILITIES | BOTH | E10 | E1030 | E1030111 | UNKNOWN | CNRSE | CNRSE ST-FAC
MYP-1517-SAC-01 | MAYPOR-1517 | AIR COMPRESSOR | Unknown | Unknown | FACILITIES | BOTH | E10 | E1030 | E1030111 | UNKNOWN | CNRSE | CNRSE ST-FAC
MYP-1552-EQO-09 | MAYPOR-1552 | BLR/UPV, UPV, STEEL FAB, NB# 4965 | STEEL FAB | STEEL FAB, 14.1 CU. FT. | FACILITIES | BOTH | E10 | E1030 | E1030115 | 2027-05-31 | CNRSE | CNRSE ST-FAC
MYP-1553-EQO-06 | MAYPOR-1553 | BLR/UPV, UPV MANCHESTER, NB# 48270 | MANCHESTER | MANCHESTER, 53.5 CU. FT. | FACILITIES | BOTH | E10 | E1030 | E1030115 | 2027-05-31 | CNRSE | CNRSE ST-FAC
MYP-1553-HGO-01 | MAYPOR-1553 | BLR/UPV, BOILER, BURNHAM, 1.730 MBH, NB# 108111 | BURNHAM | FD38LLVLL | FACILITIES | BOTH | D30 | D3020 | D3020130 | 2025-09-30 | CNRSE | CNRSE ST-FAC
MYP-1554-ACI-01 | MAYPOR-1554 | AIR COMPRESSOR | SPEEDAIRE | 4B234D - AGM06 (1 HP) | FACILITIES | BOTH | D30 | D3060 | D3060903 | UNKNOWN | CNRSE | CNRSE ST-FAC
MYP-1554-ESB-01 | MAYPOR-1554 | BLR/UPV, BOILER, BURNHAM, 1.600 MBH, NB# 108179 | BURNHAM | FD45LLVLL | FACILITIES | BOTH | D30 | D3020 | D3020130 | 2026-01-31 | CNRSE | CNRSE ST-FAC
MYP-1555-VAC-01 | MAYPOR-1555 | BLR/UPV, UPV, MANCHESTER, NB@ 822979 | MANCHESTER | MANCHESTER, 16 CU. FT. | FACILITIES | BOTH | E10 | E1030 | E1030115 | 2024-09-30 | CNRSE | CNRSE ST-FAC
MYP-1555-VAC-02 | MAYPOR-1555 | UNFIRED PRESSURE VESSELS | Unknown | Unknown | FACILITIES | BOTH | E10 | E1030 | E1030111 | 2027-09-23 | CNRSE | CNRSE ST-FAC
MYP-1613-UPV-01 | MAYPOR-1613 | UNFIRED PRESSURE VESSELS | BRUNNER | NB# 68028D, 18 CU. FT. | FACILITIES | BOTH | D30 | D3060 | D3060906 | 2024-01-30 | CNRSE | CNRSE ST-FAC
MYP-1613-VAC-04 | MAYPOR-1613 | AIR COMPRESSOR | STEEL FAB | NB# 44443, 16 CU. FT. | FACILITIES | BOTH | E10 | E1030 | E1030111 | 2024-05-31 | CNRSE | CNRSE ST-FAC
MYP-1615-UPV-01 | MAYPOR-1615 | UNFIRED PRESSURE VESSELS | Unknown | INDUSTRIAL MARINE, NB# 54, 70 CU. FT. | FACILITIES | BOTH | D30 | D3060 | D3060906 | 2024-05-31 | CNRSE | CNRSE ST-FAC
MYP-1615-VAC-01 | MAYPOR-1615 | AIR COMPRESSOR | INGERSOL-RAND | UP6-50PEI-125 | FACILITIES | BOTH | E10 | E1030 | E1030111 | 2024-05-31 | CNRSE | CNRSE ST-FAC
MYP-1805-ACI-00 | MAYPOR-1805 | Air compressor | SAMUEL PRESSURE VESSEL GROUP | NB# 1095367, 16 CU. FT. | FACILITIES | BOTH | E10 | E1030 | E1030111 | UNKNOWN | CNRSE | CNRSE ST-FAC
MYP-1805-VAC-00 | MAYPOR-1805 | BLR/UPV, UPV, BUCKEYE, NB# 708999 | BUCKEYE FABRICATING | BUCKEYE, 16 CU. FT. | FACILITIES | BOTH | E10 | E1030 | E1030115 | 2024-09-30 | CNRSE | CNRSE ST-FAC
MYP-1805-VAC-01 | MAYPOR-1805 | UPV, CO2 tank | Unknown | Unknown | FACILITIES | BOTH | E10 | E1010 | E1010999 | 2024-08-31 | CNRSE | CNRSE ST-FAC
MYP-1842-VAC-00 | MAYPOR-1842 | AIR COMPRESSOR | MORGANTON | NB# 1228250, ___ CU. FT. | FACILITIES | BOTH | E10 | E1030 | E1030111 | UNKNOWN | CNRSE | CNRSE ST-FAC
MYP-1854-VAC-00 | MAYPOR-1854 | AIR COMPRESSOR | Unknown | Unknown | FACILITIES | BOTH | E10 | E1030 | E1030111 | UNKNOWN | CNRSE | CNRSE ST-FAC
MYP-1868-ACI-01 | MAYPOR-1868 | AIR COMPRESSOR | ACP | C1S-075303 | FACILITIES | BOTH | D30 | D3060 | D3060903 | UNKNOWN | CNRSE | CNRSE ST-FAC
MYP-1888-GSB-01 | MAYPOR-1888 | BLR/UPV, BOILER, #1 PVI, 1.000 MBH, NB# 108575 | PVI | 100P 250A-MXG | FACILITIES | BOTH | D20 | D2020 | D2020250 | 2025-09-30 | CNRSE | CNRSE ST-FAC
MYP-1888-PR-TNK-01 | MAYPOR-1888 | PROPANE TANK 750 GAL | Unknown | Unknown | FACILITIES | BOTH | F10 | F1040 | F104002 | UNKNOWN | CNRSE | CNRSE ST-FAC
MYP-190-ACI-00 | MAYPOR-190 | AIR COMPRESSOR | Unknown | Unknown | FACILITIES | BOTH | E10 | E1090 | E1090999 | UNKNOWN | CNRSE | CNRSE ST-FAC
MYP-1960-VAC-00 | RIBBAY-1960 | AIR COMPRESSOR | Unknown | Unknown | FACILITIES | BOTH | E10 | E1030 | E1030111 | UNKNOWN | CNRSE | CNRSE ST-FAC
MYP-1965-VAC-00 | MAYPOR-1965 | BLR/UPV, UPV, MANCHESTER, NB# 118756 | MANCHESTER | MANCHESTER, 12 CU. FT. | FACILITIES | BOTH | E10 | E1030 | E1030115 | 2024-09-30 | CNRSE | CNRSE ST-FAC
MYP-1-ACI-01 | MAYPOR-1 | BLR/UPV, UPV, MANCHESTER, NB# 145000 | MANCHESTER | 16 CU. FT. | FACILITIES | BOTH | E10 | E1030 | E1030115 | UNKNOWN | CNRSE | CNRSE ST-FAC
MYP-1-HGO-01 | MAYPOR-1 | BLR/UPV, BOILER, CB, 1.046 MBH, NB# 36688 | CLEAVER BROOKS | CBH100-25 | FACILITIES | BOTH | D30 | D3020 | D3020130 | 2025-09-30 | CNRSE | CNRSE ST-FAC
MYP-2000PR-TNK-01 | MAYPOR-2000PR | PROPANE TANK 30,000 GAL. |  | LPG VENTURES SA516-70 | FACILITIES | BOTH | F10 | F1040 | F104002 | UNKNOWN | CNRSE | CNRSE ST-FAC
MYP-2001 PR-TNK- 00 | MAYPOR-1805 | PROPANE TANK 30,000 GAL | Unknown | Unknown | FACILITIES | BOTH | F10 | F1040 | F104002 | 2025-04-30 | CNRSE | CNRSE ST-FAC
MYP-2078-EQO-03 | MAYPOR-2078 | AIR COMPRESSOR | MANCHESTER | NB# 1220359, 10.7 CU. FT. | FACILITIES | CIMU | E10 | E1090 | E1090999 | UNKNOWN | CNRSE | CNRSE ST-FAC
MYP-2081-ACI-00 | MAYPOR-2081 | AIR COMPRESSOR (1 HP) | Unknown | Unknown | FACILITIES | BOTH | D30 | D3060 | D3060903 | UNKNOWN | CNRSE | CNRSE ST-FAC
MYP-2287-GSB-01 | RIBBAY-2287 | BLR/UPV, BOILER, LOCHINVAR, 0.800 MBH, NB#438065 | LOCHINVAR | KBN801 | FACILITIES | BOTH | D30 | D3020 | D3020130 | 2026-01-31 | CNRSE | CNRSE ST-FAC
MYP-2287-WCG-01 | RIBBAY-2287 | BLR/UPV, BOILER, AO SMITH, .500 MBH, NB# 149866 | AO SMITH | BTH 400 A100 | FACILITIES | BOTH | D20 | D2020 | D2020250 | 2026-01-31 | CNRSE | CNRSE ST-FAC
MYP-244-ACI-01 | MAYPOR-244 | AIR COMPRESSOR | Unknown | Unknown | FACILITIES | BOTH | D30 | D3060 | D3060903 | UNKNOWN | CNRSE | CNRSE ST-FAC
MYP-2480-WCG-01 | MAYPOR-2480 | BLR/UPV, BOILER, PVI, 1.999 MBH, NB# 139918 | PVI | 250-250L600A-QWDTP | FACILITIES | BOTH | D20 | D2020 | D2020250 | 2026-01-31 | CNRSE | CNRSE ST-FAC
MYP-2527-ACI-01 | MAYPOR-2527 | AIR COMPRESSOR | INGERSOLL RAND | R451E-A145 | FACILITIES | BOTH | E10 | E1090 | E1090999 | UNKNOWN | CNRSE | CNRSE ST-FAC
MYP-2527-GSB-01 | MAYPOR-2527 | BLR/UPV, BOILER, LOCHINVAR, 1.500 MBH, NB# 314818 | LOCHINVAR | Unknown | FACILITIES | BOTH | D30 | D3020 | D3020130 | 2025-09-30 | CNRSE | CNRSE ST-FAC
MYP-2527-VAC-01 | MAYPOR-2527 | AIR COMPRESSOR UPV | Unknown | 867988 | FACILITIES | BOTH | D30 | D3060 | D3060906 | 2021-09-30 | CNRSE | CNRSE ST-FAC
MYP-2528-OGB-01 | MAYPOR-2528 | BLR/UPV, BOILER, PATTERSON KELLY, 1.500 MBH NB# 467011 | PATTERSON KELLY | ST-1500 | FACILITIES | BOTH | D30 | D3020 | D3020130 | 2026-01-31 | CNRSE | CNRSE ST-FAC
MYP-2529-OGB-01 | MAYPOR-2529 | BLR/UPV, BOILER, FULTON, 0.750 MBH, NB# 7171 | FULTON | EDR-750 | FACILITIES | BOTH | D30 | D3020 | D3020130 | 2025-03-31 | CNRSE | CNRSE ST-FAC
MYP-2529-OGB-02 | MAYPOR-2529 | BLR/UPV, BOILER, FULTON, 0.750 MBH, NB# 7173 | FULTON | EDR-750 | FACILITIES | BOTH | D30 | D3020 | D3020130 | 2025-03-31 | CNRSE | CNRSE ST-FAC
MYP-2529-WCG-002 | MAYPOR-2529 | BLR/UPV, BOILER, LOCHINVAR, 1.999 MBH, NB# 502215 | LOCHINVAR | AWN2000NPM | FACILITIES | BOTH | D20 | D2020 | D2020250 | UNKNOWN | CNRSE | CNRSE ST-FAC
MYP-2529-WCG-01 | MAYPOR-2529 | BLR/UPV, BOILER, LOCHINVAR, 1.999 MBH, NB# 502212 | LOCHINVAR | AWN2000NPM | FACILITIES | BOTH | D20 | D2020 | D2020250 | 2025-03-31 | CNRSE | CNRSE ST-FAC
MYP-2529-WCG-02 | MAYPOR-2529 | WATER HEATERS COMMERCIAL GAS 499000 MBH | LOCHINVAR | AWH2000 NPM | FACILITIES | BOTH | D20 | D2020 | D2020250 | 2026-03-24 | CNRSE | CNRSE ST-FAC
MYP-2548-ACI-00 | MAYPOR-2548 | AIR COMPRESSOR | INGERSOL-RAND | UP6-15CTAS-125W/D | FACILITIES | BOTH | E10 | E1030 | E1030111 | UNKNOWN | CNRSE | CNRSE ST-FAC
MYP-2548-ACI-01 | MAYPOR-2548 | AIR COMPRESSOR | INGERSOL-RAND | UP6-15CTAS-125W/D | FACILITIES | BOTH | E10 | E1030 | E1030111 | UNKNOWN | CNRSE | CNRSE ST-FAC
MYP-2548-GSB-00 | MAYPOR-2548 | BLR/UPV, BOILER, RAYPAK, .500 MBH, NB# 447346 | RAYPAK | H7-0500A | FACILITIES | BOTH | D20 | D2020 | D2020250 | 2025-09-30 | CNRSE | CNRSE ST-FAC
MYP-25-ACI-01 | MAYPOR-25 | BLR/UPV, UPV, MORGANTON, NB# 1153910 | MORGANTON | NB# 1153910, 16 CU. FT. | FACILITIES | BOTH | E10 | E1030 | E1030111 | UNKNOWN | CNRSE | CNRSE ST-FAC
MYP-265-ACI-02 | MAYPOR-265 | BLR/UPV, UPV, MANCHESTER, NB# VD99260 | MANCHESTER | NB# VD99260, 12 CU. FT. | FACILITIES | BOTH | E10 | E1030 | E1030111 | UNKNOWN | CNRSE | CNRSE ST-FAC
MYP-265-VAC-00 | MAYPOR-265 | BLR/UPV, UPV, TRINITY, AIR COMP, NB# MO247523 | INGERSOL-RAND | TRINITY, 12 CU. FT. | FACILITIES | BOTH | E10 | E1030 | E1030111 | 2027-05-31 | CNRSE | CNRSE ST-FAC
MYP-27008 | N60201 | FAC#" MP-1906 AIR COMPRESSOR MOTOR (MANUFACTURE A-JAX) | Unknown | Unknown | FACILITIES | BOTH | E10 | E1090 | E1090999 | UNKNOWN | CNRSE | CNRSE ST-FAC
MYP-298-OGB-00 | MAYPOR-298 | BLR/UPV, BOILER, CB, .750 MBH, NB# 87 | CLEAVER BROOKS | MTF-200-750-60HW | FACILITIES | BOTH | D30 | D3020 | D3020130 | 2025-09-30 | CNRSE | CNRSE ST-FAC
MYP-338-EQO-05 | MAYPOR-338 | UPV (KET) CROWN SN 107969-10TT-1707 | CROWN | DLT-80 | FACILITIES | BOTH | E10 | E1010 | E1010999 | UNKNOWN | CNRSE | CNRSE ST-FAC
MYP-338-GOB-00 | MAYPOR-338 | BLR/UPV, BOILER, YS, 2415 PPH, NB# 29970 | YORK-SHIPLEY | 548C-S3D-70-S150-N/2 | FACILITIES | BOTH | D30 | D3020 | D3020138 | 2025-09-30 | CNRSE | CNRSE ST-FAC
MYP-338-GOB-02 | MAYPOR-338 | BLR/UPV, BOILER, #2, YS, 2,415 PPH, NB# 089 | YORK-SHIPLEY | YS5-10-150-ST | FACILITIES | BOTH | D30 | D3020 | D3020138 | UNKNOWN | CNRSE | CNRSE ST-FAC
MYP-338-HGO-00 | MAYPOR-338 | BOILER (FT), YORK SHIPLEY, NB 24714 | YORK-SHIPLEY | 548C-53D-70-5150-N/2 | FACILITIES | BOTH | D30 | D3020 | D3020999 | 2025-09-16 | CNRSE | CNRSE ST-FAC
MYP-349-VAC-01 | MAYPOR-349 | BLR/UPV, UPV, BUCKEYE, AIR COMP, NB# 848461 | BUCKEYE FABRICATING | BUCKEYE, 16 CU.FT. | FACILITIES | CIMU | E10 | E1030 | E1030111 | UNKNOWN | CNRSE ST-FAC | CNRSE ST-FAC
MYP-365-VAC-00 | MAYPOR-365 | AIR COMPRESSOR | Unknown | Unknown | FACILITIES | BOTH | E10 | E1030 | E1030111 | UNKNOWN | CNRSE | CNRSE ST-FAC
MYP-3869 | MAYPOR-1343 | UPV (AIR REC), MANCHESTER, NB 513159 | MANCHESTER | Unknown | FACILITIES | BOTH | D30 | D3060 | D3060903 | UNKNOWN | CNRSE | CNRSE ST-FAC
MYP-392-ACI-01 | MAYPOR-392 | BLR/UPV, UPV, AIR COMP, MELBEN, NB# 520588 | MELBEN | NB# 520588, 12 CU. FT. | FACILITIES | BOTH | E10 | E1030 | E1030111 | UNKNOWN | CNRSE | CNRSE ST-FAC
MYP-413-ACI-02 | MAYPOR-413 | BLR/UPV, UPV, AIR COMP, MORGANTON, NB# 331915 | INGERSOL-RAND | MORGANTON, NB# 331915, 16.1 CU. FT. | FACILITIES | BOTH | D30 | D3060 | D3060903 | UNKNOWN | CNRSE | CNRSE ST-FAC
MYP-414-VAC-00 | MAYPOR-414 | BLR/UPV, UPV AIR COMP, MANCHESTER, NB# 416304 | MANCHESTER | NB# 416304, 16 CU. FT. | FACILITIES | BOTH | E10 | E1030 | E1030111 | UNKNOWN | CNRSE | CNRSE ST-FAC
MYP-456-SAC-00 | MAYPOR-456 | AIR COMPRESSOR | Unknown | Unknown | FACILITIES | BOTH | D40 | D4010 | D4010908 | UNKNOWN | CNRSE | CNRSE ST-FAC
MAYPT-1586-HGO-001 | MAYPOR-1586 | BLR/UPV, BOILER, CB, 1.000 MBH, NB# 7385 | CLEAVER BROOKS | CFC-E | FACILITIES | BOTH | D30 | D3020 | D3020130 | 2026-01-31 | CNRSE | CNRSE ST-UH
MAYPT-1587-HGO-001 | MAYPOR-1587 | BLR/UPV, BOILER, CB, 1.000 MBH, NB# 7383 | CLEAVER BROOKS | CFC-E | FACILITIES | BOTH | D30 | D3020 | D3020130 | 2025-10-31 | CNRSE ST-FAC | CNRSE ST-UH
MYP-1585-OGB-001 | MAYPOR-1585 | BLR/UPV, BOILER, #1, CB, 1.000 MBH, NB# 7384 | CLEAVER BROOKS | CFC-E | FACILITIES | BOTH | D30 | D3020 | D3020130 | 2025-10-31 | CNRSE | CNRSE ST-UH
MYP-1585-OGB-02 | MAYPOR-1585 | BLR/UPV, BOILER, #2, PVI, .800 MBH, NB# 130171 | PVI | 1000P 175A-TPGO | FACILITIES | BOTH | D20 | D2020 | D2020250 | 2025-03-31 | CNRSE | CNRSE ST-UH
MYP-1585-OGB-03 | MAYPOR-1585 | BLR/UPV, BOILER, #3, PVI, .800 MBH, NB# 130172 | PVI | 1000P 175A-TPGO | FACILITIES | BOTH | D30 | D3020 | D3020130 | 2025-03-31 | CNRSE | CNRSE ST-UH
MYP-2105-EBW-03 | MAYPOR-2105 | BLR/UPV, BOILER, LOCHINVAR, .500 MBH, NB# 607493 | LOCHINVAR | LOCHINVAR KBX0500N - SN: 2445 141274422 | FACILITIES | BOTH | D20 | D2020 | D2020250 | 2026-01-31 | CNRSE | CNRSE ST-UH
MYP-2105-EBW-04 | MAYPOR-2105 | BLR/UPV, BOILER, LOCHINVAR, .500 MBH, NB# 594499 | LOCHINVAR | KBX0500N - SN: 2445 141328749 | FACILITIES | BOTH | D20 | D2020 | D2020250 | 2026-01-31 | CNRSE | CNRSE ST-UH
MYP-1349-EPT-00 | MAYPOR-1349 | BLR/UPV, UPV, STEEL FAB, NB# 73262 | STEEL FAB | NB# 73262, 10.7 CU. FT. | FACILITIES | BOTH | E10 | E1030 | E1030115 | 2024-09-24 | CNRSE | CNRSE ST-UTL
MYP-2683 | N60201 | FAC#" HD-0055 Compressor Air SPEED AIR, 1HP, HECKSHER DRIVE BELONGS TO ACCESSLO | Unknown | Unknown | FACILITIES | BOTH | E10 | E1090 | E1090999 | UNKNOWN | CNRSE | CNRSE ST-FAC
MYP-FJ-WEBB-VAC-01 | MAYFISC-2669 | AIR COMPRESSOR | Unknown | Unknown | FACILITIES | BOTH | E10 | E1030 | E1030111 | UNKNOWN | Marine Reserve Center | Marine Reserve Center
MYP-CP-11660-GSB-01 | MAYPOR-11660 | BLR/UPV, BOILER, #1, PATTERSON KELLY, 1.500 MBH, NB# 244252 | PATTERSON KELLY | SOLIS SL 1500 | FACILITIES | BOTH | D30 | D3020 | D3020130 | 2025-03-31 | PMS 525 | PMS 525
MYP-CP-11660-GSB-02 | MAYPOR-11660 | BLR/UPV, BOILER, #2, PATTERSON KELLY, 1.500 MBH, NB# 264636 | PATTERSON KELLY | SOLIS SL 1500 | FACILITIES | BOTH | D30 | D3020 | D3020130 | 2025-03-31 | PMS 525 | PMS 525
MYP-CP-11660-VAC-01 | MAYPOR-11660 | AIR COMPRESSOR | ATLAS COPCO | CR5TS120H46V31SD | FACILITIES | BOTH | E10 | E1030 | E1030111 | UNKNOWN | PMS 525 | PMS 525
MYP-1488-ACI-01 | MAYPOR-1488 | AIR COMPRESSOR | QUINCY | OCO3008D00114 | FACILITIES | BOTH | D30 | D3060 | D3060903 | UNKNOWN | SERMC | SERMC
MYP-1488-EQO-08 | MAYPOR-1488 | COMPRESSORS | QUINCY | QSI-675 | FACILITIES | BOTH | E10 | E1090 | E1090999 | UNKNOWN | SERMC | SERMC
MYP-1488-EQO-09 | MAYPOR-1488 | COMPRESSORS | QUINCY | QSI-675 | FACILITIES | BOTH | E10 | E1090 | E1090999 | UNKNOWN | SERMC | SERMC
MYP-1488-EQO-10 | MAYPOR-1488 | COMPRESSORS | QUINCY | QSI-245 | FACILITIES | BOTH | E10 | E1090 | E1090999 | UNKNOWN | SERMC | SERMC
MYP-1488-EQO-11 | MAYPOR-1488 | COMPRESSORS | Unknown | S125 | FACILITIES | BOTH | E10 | E1090 | E1090999 | UNKNOWN | SERMC | SERMC
MYP-1488-EQO-12 | MAYPOR-1488 | COMPRESSORS | GAST MANUFACTURING INC | 5KH35KN524HX | FACILITIES | BOTH | E10 | E1090 | E1090999 | UNKNOWN | SERMC | SERMC
CNRSE ST-FAC

## J1502000-29 VTE ITC
ASSETNUM | LOCATION | DESCRIPTION | MANUFACTURER | MODEL | ASSETTYPE | INVENTORYCATEGORY | MASTERSYSTEM | SYSTEM | SUBSYSTEM | CERTIFICATION EXPIRATION | CUSTOMER | FUND SOURCE
MYP-1338-CEH-00 | MAYPOR-1338 | VTE, ELEVATOR, HYDRAULIC PASSENGER | DELAWARE ELEVATOR | Unknown | FACILITIES | BOTH | D10 | D1010 | D1010110 | 2025-05-31 | CNRSE | CNRSE ST-FAC
MYP-1338-EAL-00 | MAYPOR-1338 | VTE, WHEEL CHAIR LIFT, SAVARIA | DELAWARE ELEVATOR | Unknown | FACILITIES | BOTH | D10 | D1010 | D1010110 | 2025-05-31 | CNRSE | CNRSE ST-FAC
MYP-1388-CEH-01 | MAYPOR-1388 | VTE, ELEVATOR, HYDRAULIC PASSENGER | Unknown | Unknown | FACILITIES | BOTH | D10 | D1010 | D1010110 | 2025-05-31 | CNRSE | CNRSE ST-FAC
MYP-1488-CEH-01 | MAYPOR-1488 | VTE, ELEVATOR, HYDRAULIC, PASSENGER | MCE | Unknown | FACILITIES | BOTH | D10 | D1010 | D1010110 | 2025-05-31 | CNRSE | CNRSE ST-FAC
MYP-1488-LDE-00 | MAYPOR-1488 | LOADING DOCK EQUIPMENT | Unknown | Unknown | FACILITIES | BOTH | E10 | E1030 | E1030310 | UNKNOWN | CNRSE | CNRSE ST-FAC
MYP-1553-CEH-01 | MAYPOR-1553 | VTE, ELEVATOR, HYDRAULIC, PASSENGER | Unknown | Unknown | FACILITIES | BOTH | D10 | D1010 | D1010110 | 2025-05-31 | CNRSE | CNRSE ST-FAC
MYP-1553-CEL-01 | MAYPOR-1553 | VTE, AUTO LIFT, ROTARY | ROTARY | S15IN610 | FACILITIES | BOTH | D10 | D1010 | D1010901 | 2025-06-30 | CNRSE | CNRSE ST-FAC
MYP-1554-CEL-01 | MAYPOR-1554 | VTE, MATERIAL LIFT, P-FLOW | PFLOW INDUSTRIES | SERIES D-LIFT | FACILITIES | BOTH | D10 | D1010 | D1010901 | 2025-05-31 | CNRSE | CNRSE ST-FAC
MYP-1842-CEH-01 | MAYPOR-1842 | VTE, ELEVATOR, HYDRAULIC PASSENGER | SCHINDLER | Unknown | FACILITIES | BOTH | D10 | D1010 | D1010110 | 2025-05-31 | CNRSE | CNRSE ST-FAC
MYP-1900-CEL-01 | MAYCOM-1900 | VTE, PLATFORM LIFT (PL) Lift | Unknown | Unknown | FACILITIES | BOTH | D10 | D1010 | D1010901 | 2025-05-31 | CNRSE | CNRSE ST-FAC
MYP-1965A-CEL-001 | MAYPOR-1965A | LIFTS-EXTERIOR-Type: AUTOMOTIVE LIFTS (HYDRAULIC), CLEAR FLOOR, 2 POST, 9000 LB | DOVER | F10N400M | FACILITIES | BOTH | D10 | D1010 | D1010901 | 2024-01-15 | CNRSE | CNRSE ST-FAC
MYP-1965A-CEL-002 | MAYPOR-1965A | LIFTS-EXTERIOR-Type: AUTOMOTIVE LIFTS (HYDRAULIC), CLEAR FLOOR, 2 POST, 9000 LB | DOVER | F10N400M | FACILITIES | BOTH | D10 | D1010 | D1010901 | UNKNOWN | CNRSE | CNRSE ST-FAC
MYP-1965A-CEL-003 | MAYPOR-1965A | LIFTS-EXTERIOR-Type: AUTOMOTIVE LIFTS (HYDRAULIC), CLEAR FLOOR, 2 POST, 9000 LB | DOVER | F10N400M | FACILITIES | BOTH | D10 | D1010 | D1010901 | UNKNOWN | CNRSE | CNRSE ST-FAC
MYP-1965-CEL-01 | MAYPOR-1965 | VTE, AUTO LIFT, AMMCO #3 | AMMCO | B4120LW | FACILITIES | BOTH | D10 | D1010 | D1010901 | 2026-01-15 | CNRSE | CNRSE ST-FAC
MYP-1965-CEL-02 | MAYPOR-1965 | VTE, AUTO LIFT, AMMCO #4 | AMMCO | B4120LW | FACILITIES | BOTH | D10 | D1010 | D1010901 | 2025-06-30 | CNRSE | CNRSE ST-FAC
MYP-1965-CEL-03 | MAYPOR-1965 | VTE, AUTO LIFT, AMMCO #5 | AMMCO | 84120LW | FACILITIES | BOTH | D10 | D1010 | D1010901 | 2025-06-30 | CNRSE | CNRSE ST-FAC
MYP-1965-CEL-04 | MAYPOR-1965 | VTE, AUTO LIFT, AMMCO #6 | AMMCO | B4120LW | FACILITIES | BOTH | D10 | D1010 | D1010901 | 2025-06-30 | CNRSE | CNRSE ST-FAC
MYP-1965-CEL-05 | MAYPOR-1965 | VTE, AUTO LIFT, AMMCO #7 | AMMCO | B4120LW | FACILITIES | BOTH | D10 | D1010 | D1010901 | 2025-06-30 | CNRSE | CNRSE ST-FAC
MYP-1965-CEL-06 | MAYPOR-1965 | VTE, AUTO LIFT, AMMCO #8 | AMMCO | B4120LW | FACILITIES | BOTH | D10 | D1010 | D1010901 | 2025-06-30 | CNRSE | CNRSE ST-FAC
MYP-1965-CEL-08 | MAYPOR-1965 | VTE, AUTO LIFT, AMMCO #2 | AMMCO | S290SR1 | FACILITIES | BOTH | D10 | D1010 | D1010901 | 2025-06-30 | CNRSE | CNRSE ST-FAC
MYP-2078-CEH-00 | MAYPOR-2078 | ELEVATOR | SCHINDLER | Unknown | FACILITIES | BOTH | D10 | D1010 | D1010110 | UNKNOWN | CNRSE | CNRSE ST-FAC
MYP-2078-CEH-01 | MAYPOR-2078 | VTE, ELEVATOR, HYDRAULIC, PASSENGER | SCHINDLER | Unknown | FACILITIES | BOTH | D10 | D1010 | D1010110 | 2025-05-31 | CNRSE | CNRSE ST-FAC
MYP-2215-CEH-00 | MAYPOR-2215 | VTE, ELEVATOR, HYDRAULIC PASSENGER | Unknown | Unknown | FACILITIES | BOTH | D10 | D1010 | D1010110 | 2025-05-31 | CNRSE | CNRSE ST-FAC
MYP-234-CEL-01 | MAYPOR-234 | VTE, AUTO LIFT, MOHAWK #1 | MOHAWK | MP-18-006 | FACILITIES | BOTH | D10 | D1010 | D1010901 | 2025-06-30 | CNRSE | CNRSE ST-FAC
MYP-234-CEL-02 | MAYPOR-234 | VTE, AUTO LIFT, MOHAWK #2 | MOHAWK | MP-18-006 | FACILITIES | BOTH | D10 | D1010 | D1010901 | 2025-06-30 | CNRSE | CNRSE ST-FAC
MYP-234-CEL-03 | MAYPOR-234 | VTE, AUTO LIFT, MOHAWK #3 | MOHAWK | MP-18-006 | FACILITIES | BOTH | D10 | D1010 | D1010901 | 2025-06-30 | CNRSE | CNRSE ST-FAC
MYP-234-CEL-04 | MAYPOR-234 | VTE, AUTO LIFT, MOHAWK #4 | MOHAWK | MP-18-006 | FACILITIES | BOTH | D10 | D1010 | D1010901 | 2025-06-30 | CNRSE | CNRSE ST-FAC
MYP-243-CEL-01 | MAYPOR-243 | VTE, WHEEL CHAIR LIFT | Unknown | Unknown | FACILITIES | BOTH | D10 | D1010 | D1010901 | 2025-05-31 | CNRSE | CNRSE ST-FAC
MYP-2480-CEH-01 | MAYPOR-2480 | VTE, ELEVATOR, HYDRAULIC PASSENGER #1 | Unknown | Unknown | FACILITIES | BOTH | D10 | D1010 | D1010110 | 2025-05-31 | CNRSE | CNRSE ST-FAC
MYP-2480-CEH-02 | MAYPOR-2480 | VTE, ELEVATOR, HYDRAULIC PASSENGER #2 | Unknown | Unknown | FACILITIES | BOTH | D10 | D1010 | D1010110 | 2025-05-31 | CNRSE | CNRSE ST-FAC
MYP-2527-CEH-01 | MAYPOR-2527 | VTE, ELEVATOR, HYDRAULIC, PASSENGER | Unknown | Unknown | FACILITIES | BOTH | D10 | D1010 | D1010110 | 2025-05-31 | CNRSE | CNRSE ST-FAC
MYP-2528-CEH-01 | MAYPOR-2528 | VTE, ELEVATOR, HYDRAULIC, PASSENGER | Unknown | Unknown | FACILITIES | BOTH | D10 | D1010 | D1010110 | 2025-05-31 | CNRSE | CNRSE ST-FAC
MYP-2528-VTE-01 | MAYPOR-2528 | VTE, PLATFORM LIFT | Unknown | Unknown | FACILITIES | BOTH | D10 | D1010 | D1010901 | 2025-05-31 | CNRSE | CNRSE ST-FAC
MYP-2529-TGE-01 | MAYPOR-2529 | VTE, ELEVATOR #1, TRACTION, PASSENGER, 4000LBS | HOLLISTER-WHITNEY | MACHINES HW GL260 CONTROLS MOTION 4000 | FACILITIES | BOTH | D10 | D1010 | D1010150 | 2025-05-31 | CNRSE | CNRSE ST-FAC
MYP-2529-TGE-02 | MAYPOR-2529 | VTE, ELEVATOR #2, TRACTION, PASSENGER, 4000LBS | HOLLISTER-WHITNEY | MACHINES HW GL260 CONTROLS MOTION 4001 | FACILITIES | BOTH | D10 | D1010 | D1010150 | 2025-05-31 | CNRSE | CNRSE ST-FAC
MYP-2529-TGE-03 | MAYPOR-2529 | VTE, ELEVATOR #3, TRACTION, PASSENGER, 4000LBS | HOLLISTER-WHITNEY | MACHINES HW GL260 CONTROLS MOTION 4002 | FACILITIES | BOTH | D10 | D1010 | D1010150 | 2025-05-31 | CNRSE | CNRSE ST-FAC
MYP-2529-TGE-04 | MAYPOR-2529 | VTE, ELEVATOR #4, TRACTION, PASSENGER, 4000LBS | HOLLISTER-WHITNEY | MACHINES HW GL260 CONTROLS MOTION 4003 | FACILITIES | BOTH | D10 | D1010 | D1010150 | 2025-05-31 | CNRSE | CNRSE ST-FAC
MYP-25-CEL-01 | MAYPOR-25 | VTE, AUTO LIFT, MOHAWK #1 | MOHAWK | TP-16 | FACILITIES | BOTH | D10 | D1010 | D1010901 | 2025-06-30 | CNRSE | CNRSE ST-FAC
MYP-25-CEL-02 | MAYPOR-25 | VTE, AUTO LIFT, PRECISION #2 | Unknown | Unknown | FACILITIES | BOTH | D10 | D1010 | D1010901 | 2025-06-30 | CNRSE | CNRSE ST-FAC
MYP-265-CEL-01 | MAYPOR-265 | VTE, AUTO LIFT, AMMCO #1 | AMMCO | S290SB1 | FACILITIES | BOTH | D10 | D1010 | D1010901 | 2025-06-30 | CNRSE | CNRSE ST-FAC
MYP-265-CEL-02 | MAYPOR-265 | VTE, AUTO LIFT, AMMCO #2 | AMMCO | S290SB1 | FACILITIES | BOTH | D10 | D1010 | D1010901 | 2025-06-30 | CNRSE | CNRSE ST-FAC
MYP-265-CEL-03 | MAYPOR-265 | VTE, AUTO LIFT, ROTARY #3 | ROTARY | SPOA9-200 | FACILITIES | BOTH | D10 | D1010 | D1010901 | 2025-06-30 | CNRSE | CNRSE ST-FAC
MYP-265-CEL-04 | MAYPOR-265 | VTE, AUTO LIFT, AMMCO #4 | AMMCO | S290SB1 | FACILITIES | BOTH | D10 | D1010 | D1010901 | 2025-06-30 | CNRSE | CNRSE ST-FAC
MYP-2771-CEH-01 | MAYPOR-2771 | VTE, ELEVATOR, HYDRAULIC PASSENGER #1 | Unknown | Unknown | FACILITIES | BOTH | D10 | D1010 | D1010110 | 2025-05-31 | CNRSE | CNRSE ST-FAC
MYP-2771-CEH-02 | MAYPOR-2771 | VTE, ELEVATOR, HYDRAULIC PASSENGER #2 | Unknown | Unknown | FACILITIES | BOTH | D10 | D1010 | D1010110 | 2025-05-31 | CNRSE | CNRSE ST-FAC
MYP-414-CEL-02 | MAYPOR-414 | VTE, MOTOR CYCLE LIFT, HARDY #1 | Unknown | 2031 | FACILITIES | BOTH | D10 | D1010 | D1010901 | 2025-06-30 | CNRSE | CNRSE ST-FAC
MYP-414-CEL-03 | MAYPOR-414 | VTE, AUTO LIFT, SPACE SAVER #6 | SPACE | 1200 | FACILITIES | BOTH | D10 | D1010 | D1010901 | 2025-06-30 | CNRSE | CNRSE ST-FAC
MYP-414-CEL-04 | MAYPOR-414 | VTE, AUTO LIFT, HUNTER #4 | Unknown | RX12AT-IS | FACILITIES | BOTH | D10 | D1010 | D1010901 | 2025-06-30 | CNRSE | CNRSE ST-FAC
MYP-414-CEL-05 | MAYPOR-414 | VTE, AUTO LIFT, DIRECT LIFT #3 | Unknown | PRO-9F | FACILITIES | BOTH | D10 | D1010 | D1010901 | 2025-06-30 | CNRSE | CNRSE ST-FAC
MYP-448-CEH-01 | MAYPOR-448 | VTE, ELEVATOR, HYDRAULIC, PASSENGER | OTIS ELEVATOR | Unknown | FACILITIES | BOTH | D10 | D1010 | D1010110 | 2025-05-31 | CNRSE | CNRSE ST-FAC
MYP-448-ECD-00 | MAYPOR-448 | ELEVATOR | Unknown | Unknown | FACILITIES | BOTH | D10 | D1010 | D1010160 | UNKNOWN | CNRSE | CNRSE ST-FAC
MYP-2105-CEH-01 | MAYPOR-2105 | VTE, ELEVATOR, HYDRAULIC PASSENGER | SCHINDLER | Unknown | FACILITIES | BOTH | D10 | D1010 | D1010110 | 2025-05-31 | CNRSE | CNRSE ST-FAC
MYP-2234-CEH-01 | MAYPOR-2234 | VTE, ELEVATOR, HYDRAULIC PASSENGER | SCHINDLER | Unknown | FACILITIES | BOTH | D10 | D1010 | D1010110 | 2025-05-31 | CNRSE | CNRSE ST-FAC
MYP-1980-CEH-01 | MAYPOR-1980 | VTE, ELEVATOR, HYDRAULIC, PASSENGER | Unknown | Unknown | FACILITIES | BOTH | D10 | D1010 | D1010110 | UNKNOWN | Navy Lodge | Navy Lodge
MYP-2775-TGF-01 | MAYPOR-2775 | TRACTION GEARLESS ELEVATORS ELEVATOR 01 FLS 1-4 | DELAWARE ELEVATOR | ELEVATOR PACKAGE: GEARLES | FACILITIES | BOTH | D10 | D1010 | D1010150 | UNKNOWN | NGIS | NGIS
MYP-2775-TGF-02 | MAYPOR-2775 | TRACTION GEARLESS ELEVATORS ELEVATOR MACHINE RM 5001 | HOLLISTER-WHITNEY | MACHINE: GL260H | FACILITIES | BOTH | D10 | D1010 | D1010150 | UNKNOWN | NGIS | NGIS
MYP-2775-TGF-03 | MAYPOR-2775 | TRACTION GEARLESS ELEVATORS ELEVATOR MACHINE RM 5001 | OTHER | CONTROLLER: C4-TRACTION A | FACILITIES | BOTH | D10 | D1010 | D1010150 | UNKNOWN | NGIS | NGIS
MYP-2775-TGF-04 | MAYPOR-2775 | TRACTION GEARLESS ELEVATORS ELEVATOR 02 FLS 1-4 | DELAWARE ELEVATOR | ELEVATOR PACKAGE: GEARLES | FACILITIES | BOTH | D10 | D1010 | D1010150 | UNKNOWN | NGIS | NGIS
MYP-2775-TGF-05 | MAYPOR-2775 | TRACTION GEARLESS ELEVATORS ELEVATOR MACHINE RM 5001 | HOLLISTER-WHITNEY | MACHINE: GL260H | FACILITIES | BOTH | D10 | D1010 | D1010150 | UNKNOWN | NGIS | NGIS
MYP-2775-TGF-06 | MAYPOR-2775 | TRACTION GEARLESS ELEVATORS ELEVATOR MACHINE RM 5001 | OTHER | CONTROLLER: C4-TRACTION A | FACILITIES | BOTH | D10 | D1010 | D1010150 | UNKNOWN | NGIS | NGIS
CNRSE ST-FAC
CNRSE ST-FAC
CNRSE ST-FAC

## J1502000-30 SEASONAL STUP SHDN
ASSETNUM | LOCATION | DESCRIPTION | CUSTOMER | FUND SOURCE
MYP-1333-CRA-01 | MAYPOR-1333 | CHILLER, SCROLL, AIR COOLED, 26 TON | CNRSE | CNRSE ST-FAC
MYP-1333-GSB-01 | MAYPOR-1333 | HOT WATER HEATER, GAS | CNRSE | CNRSE ST-FAC
MYP-1343-CRA-01 | MAYPOR-1343 | CHILLER, RECIP, AIR COOLED, 60 TON | CNRSE | CNRSE ST-FAC
MYP-1343-GSB-01 | MAYPOR-1343 | BOILER, HOT WATER, GAS | CNRSE | CNRSE ST-FAC
MYP-1343-GSB-02 | MAYPOR-1343 | BOILER, HOT WATER, GAS | CNRSE | CNRSE ST-FAC
MYP-1343-GSB-03 | MAYPOR-1343 | BOILER, HOT WATER, GAS | CNRSE | CNRSE ST-FAC
MYP-1388-CRW-01 | MAYPOR-1388 | CHILLER #1 | CNRSE | CNRSE ST-FAC
MYP-1388-CRW-02 | MAYPOR-1388 | CHILLER #2 | CNRSE | CNRSE ST-FAC
MYP-1388-CTS-01 | MAYPOR-1388 | COOLING TOWER | CNRSE | CNRSE ST-FAC
MYP-1388-GSB-01 | MAYPOR-1388 | BOILER, HW/GAS | CNRSE | CNRSE ST-FAC
MYP-1391-GSB-04 | MAYPOR-1391 | BOILER, HW, GAS, PH-1 | CNRSE | CNRSE ST-FAC
MYP-1556-CRA-01 | MAYPOR-1556 | CHILLER 65 TON | CNRSE | CNRSE ST-FAC
MYP-1556-WHG-01 | MAYPOR-1556 | TANKLESS HEATER - GAS, NORITZ | CNRSE | CNRSE ST-FAC
MYP-1893-CGA-03 | MAYPOR-1893 | CONDENSING UNIT, AIR COOLED, 15-TON | CNRSE | CNRSE ST-FAC
MYP-1893-CGA-05 | MAYPOR-1893 | CONDENSER, DX, AIR COOLED, 30 TON | CNRSE | CNRSE ST-FAC
MYP-1893-CGA-06 | MAYPOR-1893 | Condenser, DX, Air Cooled,Direct Drive, 41 ton, R-22 | CNRSE | CNRSE ST-FAC
MYP-1893-HGO-00 | MAYPOR-1893 | BOILER (FT), HURST, NB 6619 | CNRSE | CNRSE ST-FAC
MYP-245-CRW-00 | MAYPOR-245 | CHILLER - 'J' ANNEX | CNRSE | CNRSE ST-FAC
MYP-245-CTS-00 | MAYPOR-245 | COOLING TOWER - 'J' ANNEX | CNRSE | CNRSE ST-FAC
MYP-245-HGO-00 | MAYPOR-245 | BOILER, PKG, HOT WATER, GAS | CNRSE | CNRSE ST-FAC
MYP-245-HGO-01 | MAYPOR-245 | BOILER, PKG, HOT WATER, GAS | CNRSE | CNRSE ST-FAC
MYP-245-HGO-02 | MAYPOR-245 | BOILER, PKG, HOT WATER, GAS | CNRSE | CNRSE ST-FAC
MYP-350-CRA-00 | MAYPOR-350 | CHILLER - 'J'-ANNEX | CNRSE | CNRSE ST-FAC
MYP-350-GSB-00 | MAYPOR-350 | BOILER, HOT WATER | CNRSE | CNRSE ST-FAC
MYP-350-GSB-01 | MAYPOR-350 | BOILER, HOT WATER | CNRSE | CNRSE ST-FAC
MYP-448-CRA-01 | MAYPOR-448 | COMPRESSION CHILLER - 'J' ANNEX | CNRSE | CNRSE ST-FAC
MYP-448-CRA-02 | MAYPOR-448 | COMPRESSION CHILLER - 'J' ANNEX | CNRSE | CNRSE ST-FAC
MYP-448-GSB-01 | MAYPOR-448 | BOILER, HOT WATER #2 | CNRSE | CNRSE ST-FAC
MYP-448-GSB-02 | MAYPOR-448 | BOILER, HOT WATER #1 | CNRSE | CNRSE ST-FAC
MAYPT-1586-HGO-001 | MAYPOR-1586 | BLR/UPV, BOILER, CB, 1.000 MBH, NB# 7385 | CNRSE | CNRSE ST-UH
MAYPT-1587-HGO-001 | MAYPOR-1587 | BLR/UPV, BOILER, CB, 1.000 MBH, NB# 7383 | CNRSE | CNRSE ST-UH
MYP-1585-CRW-01 | MAYPOR-1585 | CHILLER #1 | CNRSE | CNRSE ST-UH
MYP-1585-CRW-02 | MAYPOR-1585 | CHILLER #2 | CNRSE | CNRSE ST-UH
MYP-1585-CTG-01 | MAYPOR-1585 | PACKAGED COOLING TOWER #1 | CNRSE | CNRSE ST-UH
MYP-1585-CTG-02 | MAYPOR-1585 | PACKAGED COOLING TOWER #2 | CNRSE | CNRSE ST-UH
MYP-1585-OGB-001 | MAYPOR-1585 | BLR/UPV, BOILER, #1, CB, 1.000 MBH, NB# 7384 | CNRSE | CNRSE ST-UH
MYP-1586-CRW-01 | MAYPOR-1586 | CHILLER #1 | CNRSE | CNRSE ST-UH
MYP-1586-CRW-02 | MAYPOR-1586 | CHILLER #2 | CNRSE | CNRSE ST-UH
MYP-1586-CTF-01 | MAYPOR-1586 | Cooling Tower #1 | CNRSE | CNRSE ST-UH
MYP-1586-CTF-02 | MAYPOR-1586 | Cooling Tower #2 | CNRSE | CNRSE ST-UH
MYP-1587-CRA-01 | MAYPOR-1587 | CHILLER #2 | CNRSE | CNRSE ST-UH
MYP-1587-CRA-02 | MAYPOR-1587 | CHILLER, RECIP, AIR COOLED 50-TON | CNRSE | CNRSE ST-UH
MYP-1587-CRW-01 | MAYPOR-1587 | CW: PACKAGED COOLING TOWER | CNRSE | CNRSE ST-UH
MYP-1587-CTG-01 | MAYPOR-1587 | CW: PACKAGED COOLING TOWER | CNRSE | CNRSE ST-UH
CNRSE ST-FAC
CNRSE ST-FAC
CNRSE ST-FAC

## J1502000-31 HVAC-BOILER WT&T
ASSETNUM | LOCATION | DESCRIPTION | MANUFACTURER | MODEL | ASSETTYPE | INVENTORYCATEGORY | MASTERSYSTEM | SYSTEM | SUBSYSTEM | CUSTOMER | FUND SOURCE
MAY-S143457 | MAYPOR-1888 | BLR/UPV, BOILER, #2, PVI, 1.000 MBH, NB# 125556 | Unknown | 100P250AMXG | FACILITIES | BOTH | D30 | D3020 | D3020130 | CNRSE | CNRSE ST-FAC
MYP-1333-CRA-01 | MAYPOR-1333 | CHILLER, SCROLL, AIR COOLED, 26 TON | TRANE | CGAM026A2P03AXB2A1A1A1DXXA1D1A4XXXXXXB1A3X1D1XXLXX | FACILITIES | BOTH | D30 | D3030 | D3030120 | CNRSE | CNRSE ST-FAC
MYP-1343-CRA-01 | MAYPOR-1343 | CHILLER, RECIP, AIR COOLED, 60 TON | TRANE | CGAM052F2W02AXB2A1A1A1JXXA1C1A4XXX8B1A1A3A1D1XXLXX | FACILITIES | BOTH | D30 | D3030 | D3030135 | CNRSE | CNRSE ST-FAC
MYP-1388-CRA-01 | MAYPOR-1388 | CHILLER, AIR COOLED | TRANE | CGAM060F2P02AXB2A1A1A1JXXA1C1A4XXX8BXAXA3A1D1XXLXX | FACILITIES | BOTH | D30 | D3030 | D3030135 | CNRSE | CNRSE ST-FAC
MYP-1388-CRW-01 | MAYPOR-1388 | CHILLER #1 | CARRIER | 30HK-040-A500 | FACILITIES | BOTH | D30 | D3030 | D3030130 | CNRSE | CNRSE ST-FAC
MYP-1388-CRW-02 | MAYPOR-1388 | CHILLER #2 | CARRIER | 30HK-040-A500 | FACILITIES | BOTH | D30 | D3030 | D3030130 | CNRSE | CNRSE ST-FAC
MYP-1388-CTS-01 | MAYPOR-1388 | COOLING TOWER | MARLEY | NC-228629-A1 | FACILITIES | BOTH | D30 | D3030 | D3030330 | CNRSE | CNRSE ST-FAC
MYP-1391-CDX-01 | MAYPOR-1391 | DX: CONDENSER, AIR COOLED | Unknown | KVG-604-9-4C-R410A | FACILITIES | BOTH | D30 | D3030 | D3030901 | CNRSE | CNRSE ST-FAC
MYP-1391-CDX-02 | MAYPOR-1391 | DX: CONDENSER, AIR COOLED | Unknown | KVG-604-9-4C-R410A | FACILITIES | BOTH | D30 | D3030 | D3030901 | CNRSE | CNRSE ST-FAC
MYP-1391-CRA-01 | MAYPOR-1391 | CHILLER - 'J' ANNEX | TRANE | CUHE040FA5COPC0222539E5LBC00000000QA00050L60000002 | FACILITIES | BOTH | D30 | D3030 | D3030135 | CNRSE | CNRSE ST-FAC
MYP-1391-CTS-01 | MAYPOR-1391 | PACKAGED COOLING TOWER J-ANNEX | MARLEY | NC SERIES | FACILITIES | BOTH | D30 | D3030 | D3030330 | CNRSE | CNRSE ST-FAC
MYP-1391-GSB-01 | MAYPOR-1391 | BLR/UPV, BOILER, #1, RAYPAK, .999 MBH, NB# 344574 | Unknown | H7-1005 | FACILITIES | BOTH | D30 | D3020 | D3020130 | CNRSE | CNRSE ST-FAC
MYP-1391-GSB-02 | MAYPOR-1391 | BLR/UPV, BOILER, #2, RAYPAK, .999 MBH, NB# 344575 | RAYPAK | H7-2005 | FACILITIES | BOTH | D30 | D3020 | D3020130 | CNRSE | CNRSE ST-FAC
MYP-1488-CRA-01 | MAYPOR-1488 | CHILLER, RECIP, AIR COOLED | TRANE | CGAFC504ALA0000DE00J000000VW00S | FACILITIES | BOTH | D30 | D3030 | D3030135 | CNRSE | CNRSE ST-FAC
MYP-1488-CRW-01 | MAYPOR-1488 | CHILLER, RECIP, WATER COOLED | MCQUAY | WMC150DBS-ER10 | FACILITIES | BOTH | D30 | D3030 | D3030130 | CNRSE | CNRSE ST-FAC
MYP-1488-CRW-02 | MAYPOR-1488 | CHILLER, RECIP, WATER COOLED | DAIKIN | E2209UD2CD-2V | FACILITIES | BOTH | D30 | D3030 | D3030130 | CNRSE | CNRSE ST-FAC
MYP-1488-CTG-01 | MAYPOR-1488 | CW: PACKAGED COOLING TOWER J-ANNEX | MARLEY | SPX | FACILITIES | BOTH | D30 | D3030 | D3030310 | CNRSE | CNRSE ST-FAC
MYP-1552-CRA-01 | MAYPOR-1552 | CHILLER, RECIP, AIR COOLED, 160 TON | TRANE | RTAC1404UU0HUAFPL2TY1DDBNN0EN0EXN | FACILITIES | BOTH | D30 | D3030 | D3030135 | CNRSE | CNRSE ST-FAC
MYP-1552-CRA-02 | MAYPOR-1552 | CHILLER, RECIP, AIR COOLED, 160 TON | TRANE | RTAC1404UU0HUAFPL2TY1DDBNN0EN0EXN | FACILITIES | BOTH | D30 | D3030 | D3030135 | CNRSE | CNRSE ST-FAC
MYP-1553-CRA-01 | MAYPOR-1553 | CHILLER #2 WATER COOLED 80 TON | TRANE | RTWD080E2B02A1A1AA1A1A1Y1B1A1D0A1000 | FACILITIES | BOTH | D30 | D3030 | D3030135 | CNRSE | CNRSE ST-FAC
MYP-1553-CRA-02 | MAYPOR-1553 | CHILLER, RECIP, AIR COOLED, 80 TON | TRANE | RTWD080FOB02A1A1AA1A1A1Y1B1A1D0A1000 | FACILITIES | BOTH | D30 | D3030 | D3030135 | CNRSE | CNRSE ST-FAC
MYP-1553-CTG-01 | MAYPOR-1553 | COOLING TOWER, GALVANIZED | EVAPCO | USS-19-114 | FACILITIES | BOTH | D30 | D3030 | D3030310 | CNRSE | CNRSE ST-FAC
MYP-1553-HGO-01 | MAYPOR-1553 | BLR/UPV, BOILER, BURNHAM, 1.730 MBH, NB# 108111 | BURNHAM | FD38LLVLL | FACILITIES | BOTH | D30 | D3020 | D3020130 | CNRSE | CNRSE ST-FAC
MYP-1554-ESB-01 | MAYPOR-1554 | BLR/UPV, BOILER, BURNHAM, 1.600 MBH, NB# 108179 | BURNHAM | FD45LLVLL | FACILITIES | BOTH | D30 | D3020 | D3020130 | CNRSE | CNRSE ST-FAC
MYP-1555-CRA-01 | MAYPOR-1555 | CHILLER # 1 180 Ton - Turbo Core | MAQUAY | WMC150DBS-ER10 | FACILITIES | BOTH | D30 | D3030 | D3030135 | CNRSE | CNRSE ST-FAC
MYP-1555-CRW-02 | MAYPOR-1555 | Chiller, Reciprocating, Air Cooled,210 TN | TRANE | CGAM060F2W02AXB2A1A1A1CXXA101A4XXXXXXB1A3AD1XXLXX | FACILITIES | BOTH | D30 | D3030 | D3030130 | CNRSE | CNRSE ST-FAC
MYP-1555-CTG-01 | MAYPOR-1555 | PACKAGED COOLING TOWER - 'J' ANNEX | MARLEY | NC CLASS | FACILITIES | BOTH | D30 | D3030 | D3030310 | CNRSE | CNRSE ST-FAC
MYP-1556-CRA-01 | MAYPOR-1556 | CHILLER 65 TON | DAIKIN MCQUAY | AGZ065EPMNN-ER00 | FACILITIES | BOTH | D30 | D3030 | D3030135 | CNRSE | CNRSE ST-FAC
MYP-1842-CRA-01 | MAYPOR-1842 | CHILLER - 'J' -ANNEX | DAIKIN MCQUAY | AGZ080DHHNN-ER10 | FACILITIES | BOTH | D30 | D3030 | D3030135 | CNRSE | CNRSE ST-FAC
MYP-1868-CRA-01 | MAYPOR-1868 | CHILLER | DAIKIN MCQUAY | AGZ050EPMNN-ER00 | FACILITIES | BOTH | D30 | D3030 | D3030135 | CNRSE | CNRSE ST-FAC
MYP-192-CTG-00 | MAYPOR-192 | CW: PACKAGED COOLING TOWER | Unknown | NOT LEGIBLE | FACILITIES | CIMU | D30 | D3030 | D3030310 | CNRSE | CNRSE ST-FAC
MYP-1981-CSA-01 | MAYPOR-1981 | CHILLER, SCROLL, AIR COOLED (40 TON) | TRANE | CGAM040A2P02AXB2A1A1A1JXXA1C1A4XXXXXXA1A3A1D1XXLX | FACILITIES | BOTH | D30 | D3030 | D3030120 | CNRSE | CNRSE ST-FAC
MYP-1-CRA-00 | MAYPOR-1 | CHILLER #2 | MCQUAY | WMC150DBS-ER10 | FACILITIES | BOTH | D30 | D3030 | D3030135 | CNRSE | CNRSE ST-FAC
MYP-1-CRA-02 | MAYPOR-1 | CHILLER #1 | YORK | YSCBCBS1-68 | FACILITIES | BOTH | D30 | D3030 | D3030135 | CNRSE | CNRSE ST-FAC
MYP-1-CTG-00 | MAYPOR-1 | CW: PACKAGED COOLING TOWER | MARLEY | SPX | FACILITIES | BOTH | D30 | D3030 | D3030310 | CNRSE | CNRSE ST-FAC
MYP-1-HGO-01 | MAYPOR-1 | BLR/UPV, BOILER, CB, 1.046 MBH, NB# 36688 | CLEAVER BROOKS | CBH100-25 | FACILITIES | BOTH | D30 | D3020 | D3020130 | CNRSE | CNRSE ST-FAC
MYP-2215-PDR-00 | MAYPOR-2215 | CHILLER, SCROLL, AIR COOLED, 60 TON | TRANE | CGAM060A2W03AXB2A1A1A1CXXA101A4XXXXXXB1A3A101XXLXX | FACILITIES | BOTH | D30 | D3030 | D3030120 | CNRSE | CNRSE ST-FAC
MYP-2215-PDR-01 | MAYPOR-2215 | CHILLER, SCROLL, AIR COOLED, 60 TON | TRANE | CGAM060A2W03AXB2A1A1A1CXXA1D1A4XXXXXB1A3A1D1XXLXX | FACILITIES | BOTH | D30 | D3030 | D3030120 | CNRSE | CNRSE ST-FAC
MYP-2287-CRA-01 | RIBBAY-2287 | CHILLER | TRANE | CGAM080F2C02AX02A1A1A1DXXA1C1A4XXAXXXAXA3B1DXXXLXX | FACILITIES | BOTH | D30 | D3030 | D3030135 | CNRSE | CNRSE ST-FAC
MYP-2287-GSB-01 | RIBBAY-2287 | BLR/UPV, BOILER, LOCHINVAR, 0.800 MBH, NB#438065 | LOCHINVAR | KBN801 | FACILITIES | BOTH | D30 | D3020 | D3020130 | CNRSE | CNRSE ST-FAC
MYP-2287-WCG-01 | RIBBAY-2287 | BLR/UPV, BOILER, AO SMITH, .500 MBH, NB# 149866 | AO SMITH | BTH 400 A100 | FACILITIES | BOTH | D20 | D2020 | D2020250 | CNRSE | CNRSE ST-FAC
MYP-243-CRA-01 | MAYPOR-243 | CHILLER, RECIP, AIR COOLED, 110 TON | DAIKIN MCQUAY | AGZ110EDSEPVKOB | FACILITIES | BOTH | D30 | D3030 | D3030135 | CNRSE | CNRSE ST-FAC
MYP-243-RHW-00 | MAYPOR-243 | CW/HW ROOFTOP A/C UNIT | CARRIER | 39MW14D021MSF11XPS | FACILITIES | BOTH | D30 | D3050 | D3050175 | CNRSE | CNRSE ST-FAC
MYP-245-CRW-00 | MAYPOR-245 | CHILLER - 'J' ANNEX | Unknown | MS050XC5A1W2AAC-410A | FACILITIES | BOTH | D30 | D3030 | D3030130 | CNRSE | CNRSE ST-FAC
MYP-245-CTS-00 | MAYPOR-245 | COOLING TOWER - 'J' ANNEX | Unknown | Unknown | FACILITIES | BOTH | D30 | D3030 | D3030330 | CNRSE | CNRSE ST-FAC
MYP-2527-CSA-01 | MAYPOR-2527 | CHILLER #1 | DAIKIN MCQUAY | AWVO14AJFN | FACILITIES | BOTH | D30 | D3030 | D3030120 | CNRSE | CNRSE ST-FAC
MYP-2527-CSA-02 | MAYPOR-2527 | CHILLER #2 | DAIKIN MCQUAY | AWVO14AJFN | FACILITIES | BOTH | D30 | D3030 | D3030120 | CNRSE | CNRSE ST-FAC
MYP-2527-GSB-01 | MAYPOR-2527 | BLR/UPV, BOILER, LOCHINVAR, 1.500 MBH, NB# 314818 | LOCHINVAR | Unknown | FACILITIES | BOTH | D30 | D3020 | D3020130 | CNRSE | CNRSE ST-FAC
MYP-2528-CSA-01 | MAYPOR-2528 | CHILLER, SCROLL, AIR COOLED, 190 TON #3 | Unknown | Unknown | FACILITIES | BOTH | D30 | D3030 | D3030120 | CNRSE | CNRSE ST-FAC
MYP-2528-OGB-01 | MAYPOR-2528 | BLR/UPV, BOILER, PATTERSON KELLY, 1.500 MBH NB# 467011 | PATTERSON KELLY | ST-1500 | FACILITIES | BOTH | D30 | D3020 | D3020130 | CNRSE | CNRSE ST-FAC
MYP-2529-CCC-01 | MAYPOR-2529 | CHILLER CENTRIFUGAL WTR COOLED 250 TON | YORK | YZ-MA033AN030P033NAS | FACILITIES | BOTH | D30 | D3030 | D3030140 | CNRSE | CNRSE ST-FAC
MYP-2529-CCC-02 | MAYPOR-2529 | CHILLER CENTRIFUGAL WTR COOLED 250 TON | YORK | YZ-MA033AN030P033NAS | FACILITIES | BOTH | D30 | D3030 | D3030140 | CNRSE | CNRSE ST-FAC
MYP-2529-CTG-01 | MAYPOR-2529 | COOLING TOWER GALVANIZED 250 TON | BALTIMORE AIR COIL | XES3E122207L27A | FACILITIES | BOTH | D30 | D3030 | D3030310 | CNRSE | CNRSE ST-FAC
MYP-2529-CTG-02 | MAYPOR-2529 | COOLING TOWER GALVANIZED 250 TON | BALTIMORE AIR COIL | XES3E122207L27A | FACILITIES | BOTH | D30 | D3030 | D3030310 | CNRSE | CNRSE ST-FAC
MYP-2529-OGB-01 | MAYPOR-2529 | BLR/UPV, BOILER, FULTON, 0.750 MBH, NB# 7171 | FULTON | EDR-750 | FACILITIES | BOTH | D30 | D3020 | D3020130 | CNRSE | CNRSE ST-FAC
MYP-2529-OGB-02 | MAYPOR-2529 | BLR/UPV, BOILER, FULTON, 0.750 MBH, NB# 7173 | FULTON | EDR-750 | FACILITIES | BOTH | D30 | D3020 | D3020130 | CNRSE | CNRSE ST-FAC
MYP-2529-WCG-01 | MAYPOR-2529 | BLR/UPV, BOILER, LOCHINVAR, 1.999 MBH, NB# 502212 | LOCHINVAR | AWN2000NPM | FACILITIES | BOTH | D20 | D2020 | D2020250 | CNRSE | CNRSE ST-FAC
MYP-2548-CSA-00 | MAYPOR-2548 | AIR COOLED SCROLL CHILLER 60 TON | TRANE | CGAM060F | FACILITIES | BOTH | D30 | D3030 | D3030120 | CNRSE | CNRSE ST-FAC
MYP-2548-GSB-00 | MAYPOR-2548 | BLR/UPV, BOILER, RAYPAK, .500 MBH, NB# 447346 | RAYPAK | H7-0500A | FACILITIES | BOTH | D20 | D2020 | D2020250 | CNRSE | CNRSE ST-FAC
MYP-298-CDX-00 | MAYPOR-298 | DX Condenser, Air Cooled 60 TON | AMERICAN STANDARD | 4A6H4060Q1000AA | FACILITIES | BOTH | D30 | D3030 | D3030901 | CNRSE | CNRSE ST-FAC
MYP-298-CRA-00 | MAYPOR-298 | CHILLER, RECIP, AIR COOLED | TRANE | CGAM060A2002AXB2 | FACILITIES | BOTH | D30 | D3030 | D3030135 | CNRSE | CNRSE ST-FAC
MYP-298-OGB-00 | MAYPOR-298 | BLR/UPV, BOILER, CB, .750 MBH, NB# 87 | CLEAVER BROOKS | MTF-200-750-60HW | FACILITIES | BOTH | D30 | D3020 | D3020130 | CNRSE | CNRSE ST-FAC
MYP-338-CCC-01 | MAYPOR-338 | CHILLER, CENTRIFUGAL, WTR COOLED, 100-TON | DAIKIN | WMC145DCN-ER0B | FACILITIES | BOTH | D30 | D3030 | D3030140 | CNRSE | CNRSE ST-FAC
MYP-338-CTS-01 | MAYPOR-338 | COOLING TOWER, STAINLESS STEEL, 57-TON | MARLEY | MD10109188-A1 | FACILITIES | BOTH | D30 | D3030 | D3030330 | CNRSE | CNRSE ST-FAC
MYP-350-CRA-00 | MAYPOR-350 | CHILLER - 'J'-ANNEX | DAIKIN MCQUAY | AGZ070EPMNN-ER00 | FACILITIES | CIMU | D30 | D3030 | D3030135 | CNRSE | CNRSE ST-FAC
MYP-351-CRA-03 | MAYPOR-351 | Chiller, Reciprocating, Air Cooled, 65 TN | DAIKIN | AGZ066EDSEPNNOB | FACILITIES | BOTH | D30 | D3030 | D3030135 | CNRSE | CNRSE ST-FAC
MYP-351-CSA-01 | MAYPOR-351 | CHILLER, SCROLL, AIRCOOLED | DAIKIN APPLIED AMERICAS INC | DAIKIN AGZ066EDSEPNNOB | FACILITIES | BOTH | D30 | D3030 | D3030120 | CNRSE | CNRSE ST-FAC
MYP-413-CSA-01 | MAYPOR-413 | CHILLER, SCROLL, AIR COOLED, 30 TON | TRANE | CGAM030A2W02AXB2A1A1A1AXXA1C1A4XXX8B1A1A3A1D1XXLXX | FACILITIES | BOTH | D30 | D3030 | D3030120 | CNRSE | CNRSE ST-FAC
MYP-448-CRA-01 | MAYPOR-448 | COMPRESSION CHILLER - 'J' ANNEX | TRANE | CGAM060A2K02AXD2A1A1A1AXXA1D1AXXXXXXXB1A3A1DXXXLXX | FACILITIES | BOTH | D30 | D3030 | D3030135 | CNRSE | CNRSE ST-FAC
MYP-448-CRA-02 | MAYPOR-448 | COMPRESSION CHILLER - 'J' ANNEX | DAIKIN MCQUAY | AGZ045EPMNN-ER00 | FACILITIES | BOTH | D30 | D3030 | D3030135 | CNRSE | CNRSE ST-FAC
MAYPT-1586-HGO-001 | MAYPOR-1586 | BLR/UPV, BOILER, CB, 1.000 MBH, NB# 7385 | CLEAVER BROOKS | CFC-E | FACILITIES | BOTH | D30 | D3020 | D3020130 | CNRSE | CNRSE ST-UH
MAYPT-1587-HGO-001 | MAYPOR-1587 | BLR/UPV, BOILER, CB, 1.000 MBH, NB# 7383 | CLEAVER BROOKS | CFC-E | FACILITIES | BOTH | D30 | D3020 | D3020130 | CNRSE | CNRSE ST-UH
MYP-1585-CRW-01 | MAYPOR-1585 | CHILLER #1 | DAIKIN MCQUAY | WGZ060DW12-ER10 | FACILITIES | BOTH | D30 | D3030 | D3030130 | CNRSE | CNRSE ST-UH
MYP-1585-CRW-02 | MAYPOR-1585 | CHILLER #2 | DAIKIN MCQUAY | WGZ060DW12-ER10 | FACILITIES | BOTH | D30 | D3030 | D3030130 | CNRSE | CNRSE ST-UH
MYP-1585-CTG-01 | MAYPOR-1585 | PACKAGED COOLING TOWER #1 | MARLEY | SPX | FACILITIES | BOTH | D30 | D3030 | D3030310 | CNRSE | CNRSE ST-UH
MYP-1585-CTG-02 | MAYPOR-1585 | PACKAGED COOLING TOWER #2 | MARLEY | SPX | FACILITIES | BOTH | D30 | D3030 | D3030310 | CNRSE | CNRSE ST-UH
MYP-1586-CRW-01 | MAYPOR-1586 | CHILLER #1 | TRANE | CGWF060GCB0UAB1CL1T0NN00N0X0X | FACILITIES | BOTH | D30 | D3030 | D3030130 | CNRSE | CNRSE ST-UH
MYP-1586-CRW-02 | MAYPOR-1586 | CHILLER #2 | TRANE | CGWE050GCA0HAT101FF0L0 | FACILITIES | BOTH | D30 | D3030 | D3030130 | CNRSE | CNRSE ST-UH
MYP-1586-CTF-01 | MAYPOR-1586 | Cooling Tower #1 | Unknown | NO NAME PLATE | FACILITIES | BOTH | D30 | D3030 | D3030320 | CNRSE | CNRSE ST-UH
MYP-1586-CTF-02 | MAYPOR-1586 | Cooling Tower #2 | Unknown | NO NAME PLATE | FACILITIES | BOTH | D30 | D3030 | D3030320 | CNRSE | CNRSE ST-UH
MYP-1587-CRA-01 | MAYPOR-1587 | CHILLER #2 | TRANE | RTWD080A2C01A1A1AA2A1A1Y1D0A40000000000A70A100D0 | FACILITIES | BOTH | D30 | D3030 | D3030135 | CNRSE | CNRSE ST-UH
MYP-1587-CRA-02 | MAYPOR-1587 | CHILLER, RECIP, AIR COOLED 50-TON | TRANE | RTWD080A2C01A1A1AA2A1A1Y1D0A40000000000A70A100D0 | FACILITIES | BOTH | D30 | D3030 | D3030135 | CNRSE | CNRSE ST-UH
MYP-1587-CRW-01 | MAYPOR-1587 | CW: PACKAGED COOLING TOWER | TRANE | NO NAME PLATE | FACILITIES | BOTH | D30 | D3030 | D3030310 | CNRSE | CNRSE ST-UH
MYP-1587-CTG-01 | MAYPOR-1587 | CW: PACKAGED COOLING TOWER | Unknown | NO NAME PLATE | FACILITIES | BOTH | D30 | D3030 | D3030310 | CNRSE | CNRSE ST-UH
MYP-2105-CRA-03 | MAYPOR-2105 | CHILLER, RECIP, AIR COOLED | YORK | YCWL00945E46XABSDTXX | FACILITIES | BOTH | D30 | D3030 | D3030135 | CNRSE | CNRSE ST-UH
MYP-2105-CRA-04 | MAYPOR-2105 | CHILLER, RECIP, AIR COOLED | YORK | YCWL0945E46XABSDTXX | FACILITIES | BOTH | D30 | D3030 | D3030135 | CNRSE | CNRSE ST-UH
MYP-2105-CTG-01 | MAYPOR-2105 | CW: PACKAGED COOLING TOWER | BAC | FXT-268X | FACILITIES | BOTH | D30 | D3030 | D3030310 | CNRSE | CNRSE ST-UH
MYP-2105-EBW-03 | MAYPOR-2105 | BLR/UPV, BOILER, LOCHINVAR, .500 MBH, NB# 607493 | LOCHINVAR | LOCHINVAR KBX0500N - SN: 2445 141274422 | FACILITIES | BOTH | D20 | D2020 | D2020250 | CNRSE | CNRSE ST-UH
MYP-2105-EBW-04 | MAYPOR-2105 | BLR/UPV, BOILER, LOCHINVAR, .500 MBH, NB# 594499 | LOCHINVAR | KBX0500N - SN: 2445 141328749 | FACILITIES | BOTH | D20 | D2020 | D2020250 | CNRSE | CNRSE ST-UH
MYP-2234-CRW-01 | MAYPOR-2234 | CHILLER - 'J' ANNEX | TRANE | RTWD150A2C03A1A1AA2A1A1Y1E0A00000000000A000100D0 | FACILITIES | BOTH | D30 | D3030 | D3030130 | CNRSE | CNRSE ST-UH
MYP-2234-CTS-01 | MAYPOR-2234 | COOLING TOWER -'J' ANNEX | BAC | PT2-100SA-2L1 | FACILITIES | BOTH | D30 | D3030 | D3030330 | CNRSE | CNRSE ST-UH
MYP-337-CRA-00 | MAYPOR-337 | CHILLER, RECIP, AIR COOLED, 65 TON | MCQUAY | AGZ065EPMNN-ER00 | FACILITIES | BOTH | D30 | D3030 | D3030135 | CNRSE | CNRSE ST-UH
MYP-451-CRA-01 | MAYPOR-451 | CHILLER, RECIP, AIR COOLED, 20 TON | DAIKIN MCQUAY | AGZ090DHHNN-ER10 | FACILITIES | BOTH | D30 | D3030 | D3030120 | CNRSE | CNRSE ST-UH
MYP-CP-11660-CSA-01 | MAYPOR-11660 | CHILLER, SCROLL, AIR COOLED, 40 TON #1 | CARRIER | 38APD06065A10020 | FACILITIES | BOTH | D30 | D3030 | D3030120 | PMS 525 | PMS 525
MYP-CP-11660-CSA-02 | MAYPOR-11660 | CHILLER, SCROLL, AIR COOLED, 40 TON #2 | CARRIER | 38APD06065A10020 | FACILITIES | BOTH | D30 | D3030 | D3030120 | PMS 525 | PMS 525
MYP-CP-11660-GSB-01 | MAYPOR-11660 | BLR/UPV, BOILER, #1, PATTERSON KELLY, 1.500 MBH, NB# 244252 | PATTERSON KELLY | SOLIS SL 1500 | FACILITIES | BOTH | D30 | D3020 | D3020130 | PMS 525 | PMS 525
MYP-CP-11660-GSB-02 | MAYPOR-11660 | BLR/UPV, BOILER, #2, PATTERSON KELLY, 1.500 MBH, NB# 264636 | PATTERSON KELLY | SOLIS SL 1500 | FACILITIES | BOTH | D30 | D3020 | D3020130 | PMS 525 | PMS 525

## J1502000-32 Condenser Tube Insp
ASSETNUM | LOCATION | DESCRIPTION | CUSTOMER | FUND SOURCE
MYP-1388-CRW-01 | MAYPOR-1388 | CHILLER #1 | CNRSE | CNRSE ST-FAC
MYP-1388-CRW-02 | MAYPOR-1388 | CHILLER #2 | CNRSE | CNRSE ST-FAC
MYP-1391-CRA-01 | MAYPOR-1391 | CHILLER - 'J' ANNEX | CNRSE | CNRSE ST-FAC
MYP-1488-CRA-01 | MAYPOR-1488 | CHILLER, RECIP, AIR COOLED | CNRSE | CNRSE ST-FAC
MYP-1488-CRW-01 | MAYPOR-1488 | CHILLER, RECIP, WATER COOLED | CNRSE | CNRSE ST-FAC
MYP-1488-CRW-02 | MAYPOR-1488 | CHILLER, RECIP, WATER COOLED | CNRSE | CNRSE ST-FAC
MYP-1553-CRA-01 | MAYPOR-1553 | CHILLER #2 WATER COOLED 80 TON | CNRSE | CNRSE ST-FAC
MYP-1553-CRA-02 | MAYPOR-1553 | CHILLER, RECIP, AIR COOLED, 80 TON | CNRSE | CNRSE ST-FAC
MYP-1-CRA-00 | MAYPOR-1 | CHILLER #2 | CNRSE | CNRSE ST-FAC
MYP-1-CRA-02 | MAYPOR-1 | CHILLER #1 | CNRSE | CNRSE ST-FAC
MYP-245-CRW-00 | MAYPOR-245 | CHILLER - 'J' ANNEX | CNRSE | CNRSE ST-FAC
MYP-2527-CSA-01 | MAYPOR-2527 | CHILLER #1 | CNRSE | CNRSE ST-FAC
MYP-2527-CSA-02 | MAYPOR-2527 | CHILLER #2 | CNRSE | CNRSE ST-FAC
MYP-2528-CSA-01 | MAYPOR-2528 | CHILLER, SCROLL, AIR COOLED, 190 TON #3 | CNRSE | CNRSE ST-FAC
MYP-2529-CCC-01 | MAYPOR-2529 | CHILLER CENTRIFUGAL WTR COOLED 250 TON | CNRSE | CNRSE ST-FAC
MYP-2529-CCC-02 | MAYPOR-2529 | CHILLER CENTRIFUGAL WTR COOLED 250 TON | CNRSE | CNRSE ST-FAC
MYP-338-CCC-01 | MAYPOR-338 | CHILLER, CENTRIFUGAL, WTR COOLED, 100-TON | CNRSE | CNRSE ST-FAC
MYP-1585-CRW-01 | MAYPOR-1585 | CHILLER #1 | CNRSE | CNRSE ST-UH
MYP-1585-CRW-02 | MAYPOR-1585 | CHILLER #2 | CNRSE | CNRSE ST-UH
MYP-1586-CRW-01 | MAYPOR-1586 | CHILLER #1 | CNRSE | CNRSE ST-UH
MYP-1586-CRW-02 | MAYPOR-1586 | CHILLER #2 | CNRSE | CNRSE ST-UH
MYP-1587-CRA-01 | MAYPOR-1587 | CHILLER #2 | CNRSE | CNRSE ST-UH
MYP-1587-CRA-02 | MAYPOR-1587 | CHILLER, RECIP, AIR COOLED 50-TON | CNRSE | CNRSE ST-UH
MYP-2105-CRA-03 | MAYPOR-2105 | CHILLER, RECIP, AIR COOLED | CNRSE | CNRSE ST-UH
MYP-2105-CRA-04 | MAYPOR-2105 | CHILLER, RECIP, AIR COOLED | CNRSE | CNRSE ST-UH
MYP-2234-CRW-01 | MAYPOR-2234 | CHILLER - 'J' ANNEX | CNRSE | CNRSE ST-UH
CNRSE ST-FAC
CNRSE ST-FAC
CNRSE ST-FAC

## J-1502000-33 COMs room sizes
Bldg. | 1586
Sq Ft | 640
Ceiling Height | 9
Room Count | 76
Sq Ft | 320
Ceilling Height | 9
Room Count | 50
Bldg. | 1587
Sq Ft | 640
Ceiling Height | 9
Room Count | 76
Sq Ft | 320
Ceilling Height | 9
Room Count | 50
Bldg. | 1585
Sq Ft | 320
Ceiling Height | 9
Room Count | 114
Bldg | 337
Sq Ft | 420
Ceiling Height | 9
Room Count | 58
Bldg | 451
Sq Ft | 545
Ceiling Height | 9
Room Count | 36