## Electrical Assets
ELECTRICAL UTILITY ASSETS J-1601000-07 AND ELECTRICAL METERS J-1601000-05
Location | Asset Number | Description | Master System | System | Sub-System | Quantity | UOM | Install Date | Additional Location Info | Location Description | PWD
MAYCOM-EL-CKT-1 | A121730 | SWITCH UNIT, SW-1-RB, PAD MOUNTED, SECTIONALIZING, 35000, SF6 | J10 - Electric Utilities | J1030 - Distribution | J1030150 - Circuits | 1 | LF | 1/1/1990 00:00:00 | ASSISI HOUSING-SWITCH CABINET 1-960 MONTREAL ST | Mayport Commissary-Electric-Circuit 1 | PWD MAYPORT
MAYCOM-EL-CKT-1 | A121731 | SWITCH UNIT, SW-10-RB, PAD MOUNTED, SECTIONALIZING, 35000, SF6 | J10 - Electric Utilities | J1030 - Distribution | J1030150 - Circuits | 1 | LF | 1/1/1990 00:00:00 | ASSISI HOUSING-SWITCH CABINET 10-1180 ASSISI LANE | Mayport Commissary-Electric-Circuit 1 | PWD MAYPORT
MAYCOM-EL-CKT-1 | A121732 | SWITCH UNIT, SW-11-RB, PAD MOUNTED, SECTIONALIZING, 35000, SF6 | J10 - Electric Utilities | J1030 - Distribution | J1030150 - Circuits | 1 | LF | 1/1/1990 00:00:00 | ASSISI HOUSING-SWITCH CABINET 11-1150 ASSISI LANE | Mayport Commissary-Electric-Circuit 1 | PWD MAYPORT
MAYCOM-EL-CKT-1 | A121733 | SWITCH UNIT, SW-2-RB, PAD MOUNTED, SECTIONALIZING, 35000, SF6 | J10 - Electric Utilities | J1030 - Distribution | J1030150 - Circuits | 1 | LF | 1/1/1990 00:00:00 | ASSISI HOUSING-SWITCH CABINET 2-1000 MONTREAL ST | Mayport Commissary-Electric-Circuit 1 | PWD MAYPORT
MAYCOM-EL-CKT-1 | A121734 | UEM,Switch, SW-3-RB, Pad Mounted, Sectionalizing, 35,000 VOLT, SF6 | J10 - Electric Utilities | J1030 - Distribution | J1030150 - Circuits | 1 | LF | 1/1/1990 00:00:00 | ASSISI HOUSING-SWITCH CABINET 3-1050 MONTREAL ST | Mayport Commissary-Electric-Circuit 1 | PWD MAYPORT
MAYCOM-EL-CKT-1 | A121735 | UEM,Switch, SW-4-RB, Pad Mounted, Sectionalizing, 35,000 VOLT, SF6 | J10 - Electric Utilities | J1030 - Distribution | J1030150 - Circuits | 1 | LF | 1/1/1991 00:00:00 | ASSISI HOUSING-SWITCH CABINET 4-1070 MONTREAL ST | Mayport Commissary-Electric-Circuit 1 | PWD MAYPORT
MAYCOM-EL-CKT-1 | A121736 | UEM,Switch, SW-5-RB, Pad Mounted, Sectionalizing, 35,000 VOLT, SF6 | J10 - Electric Utilities | J1030 - Distribution | J1030150 - Circuits | 1 | LF | 1/1/1991 00:00:00 | ASSISI HOUSING-SWITCH CABINET 5-1095 ASSISI LANE | Mayport Commissary-Electric-Circuit 1 | PWD MAYPORT
MAYCOM-EL-CKT-1 | A121737 | UEM,Switch, SW-6-RB, Pad Mounted, Sectionalizing, 35,000 VOLT, SF6 | J10 - Electric Utilities | J1030 - Distribution | J1030150 - Circuits | 1 | LF | 1/1/1991 00:00:00 | ASSISI HOUSING-SWITCH CABINET 6-1077 ASSISI LANE | Mayport Commissary-Electric-Circuit 1 | PWD MAYPORT
MAYCOM-EL-CKT-1 | A121738 | SWITCH UNIT, SW-7, PAD MOUNTED, LOAD BREAK, 35000, SF6 | J10 - Electric Utilities | J1030 - Distribution | J1030150 - Circuits | 1 | LF | 1/1/1991 00:00:00 | ASSISI HOUSING-SWITCH CABINET 7-1120 ASSISI LANE | Mayport Commissary-Electric-Circuit 1 | PWD MAYPORT
MAYCOM-EL-CKT-1 | A121739 | UEM,Switch, SW-8-RB, Pad Mounted, Sectionalizing, 35,000 VOLT, SF6 | J10 - Electric Utilities | J1030 - Distribution | J1030150 - Circuits | 1 | LF | 1/1/1991 00:00:00 | ASSISI HOUSING-SWITCH CABINET 8-1129 TICONDEROGA ST | Mayport Commissary-Electric-Circuit 1 | PWD MAYPORT
MAYCOM-EL-CKT-1 | A121740 | SWITCH UNIT, SW-9-RB, PAD MOUNTED, SECTIONALIZING, 35000, SF6 | J10 - Electric Utilities | J1030 - Distribution | J1030150 - Circuits | 1 | LF | 1/1/1990 00:00:00 | ASSISI HOUSING-SWITCH CABINET 9-1137 TICONDEROGA | Mayport Commissary-Electric-Circuit 1 | PWD MAYPORT
MAYCOM-EL-CKT-1 | A121741 | UEM,Transformer, T-1005, Distribution, Pad Mounted, 100.0 KVA, Oil Immersed | J10 - Electric Utilities | J1030 - Distribution | J1030150 - Circuits | 1 | LF | 1/1/1990 00:00:00 | ASSISI HOUSING-TRANSFORMER PAD MOUNT 100KVA-1005 VALLEY FORGE CT | Mayport Commissary-Electric-Circuit 1 | PWD MAYPORT
MAYCOM-EL-CKT-1 | A121742 | UEM,Transformer, T-1045, Distribution, Pad Mounted, 167.0 KVA, Oil Immersed | J10 - Electric Utilities | J1030 - Distribution | J1030150 - Circuits | 1 | LF | 1/1/1990 00:00:00 | ASSISI HOUSING-TRANSFORMER PAD MOUNT 167KVA-1045 MONTREAL ST | Mayport Commissary-Electric-Circuit 1 | PWD MAYPORT
MAYCOM-EL-CKT-1 | A121743 | UEM,Transformer, T-1047, Distribution, Pad Mounted, 100.0 KVA, Oil Immersed | J10 - Electric Utilities | J1030 - Distribution | J1030150 - Circuits | 1 | LF | 1/1/1990 00:00:00 | ASSISI HOUSING-TRANSFORMER PAD MOUNT 100KVA-1047 TRENTON CT | Mayport Commissary-Electric-Circuit 1 | PWD MAYPORT
MAYCOM-EL-CKT-1 | A121744 | UEM,Transformer, T-1048, Distribution, Pad Mounted, 100.0 KVA, Oil Immersed | J10 - Electric Utilities | J1030 - Distribution | J1030150 - Circuits | 1 | LF | 1/1/1990 00:00:00 | ASSISI HOUSING-TRANSFORMER PAD MOUNT 100KVA-1048 MONTREAL ST | Mayport Commissary-Electric-Circuit 1 | PWD MAYPORT
MAYCOM-EL-CKT-1 | A121745 | UEM,Transformer, T-1062, Distribution, Pad Mounted, 167.0 KVA, Oil Immersed | J10 - Electric Utilities | J1030 - Distribution | J1030150 - Circuits | 1 | LF | 1/1/1990 00:00:00 | ASSISI HOUSING-TRANSFORMER PAD MOUNT 167KVA-1062 UNION CT | Mayport Commissary-Electric-Circuit 1 | PWD MAYPORT
MAYCOM-EL-CKT-1 | A121746 | UEM,Transformer, T-1065, Distribution, Pad Mounted, 167.0 KVA, Oil Immersed | J10 - Electric Utilities | J1030 - Distribution | J1030150 - Circuits | 1 | LF | 1/1/1990 00:00:00 | ASSISI HOUSING-TRANSFORMER PAD MOUNT 167KVA-1065 BUNKER HILL CT | Mayport Commissary-Electric-Circuit 1 | PWD MAYPORT
MAYCOM-EL-CKT-1 | A121747 | UEM,Transformer, T-1068, Distribution, Pad Mounted, 167.0 KVA, Oil Immersed | J10 - Electric Utilities | J1030 - Distribution | J1030150 - Circuits | 1 | LF | 1/1/1990 00:00:00 | ASSISI HOUSING-TRANSFORMER PAD MOUNT 167KVA-1068 SARATOGA CT | Mayport Commissary-Electric-Circuit 1 | PWD MAYPORT
MAYCOM-EL-CKT-1 | A121748 | UEM,Transformer, T-1071, Distribution, Pad Mounted, 167.0 KVA, Oil Immersed | J10 - Electric Utilities | J1030 - Distribution | J1030150 - Circuits | 1 | LF | 1/1/1990 00:00:00 | ASSISI HOUSING-TRANSFORMER PAD MOUNT 167KVA-1071 PRINCETON CT | Mayport Commissary-Electric-Circuit 1 | PWD MAYPORT
MAYCOM-EL-CKT-1 | A121749 | UEM,Transformer, T-1073, Distribution, Pad Mounted, 167.0 KVA, Oil Immersed | J10 - Electric Utilities | J1030 - Distribution | J1030150 - Circuits | 1 | LF | 1/1/1990 00:00:00 | ASSISI HOUSING-TRANSFORMER PAD MOUNT 100KVA-1073 MONMOUTH CT | Mayport Commissary-Electric-Circuit 1 | PWD MAYPORT
MAYCOM-EL-CKT-1 | A121750 | UEM,Transformer, T-1079, Distribution, Pad Mounted, 167.0 KVA, Oil Immersed | J10 - Electric Utilities | J1030 - Distribution | J1030150 - Circuits | 1 | LF | 1/1/1990 00:00:00 | ASSISI HOUSING-TRANSFORMER PAD MOUNT 167KVA-1079 VALLEY FORGE CT | Mayport Commissary-Electric-Circuit 1 | PWD MAYPORT
MAYCOM-EL-CKT-1 | A121751 | UEM,Transformer, T-1081, Distribution, Pad Mounted, 100.0 KVA, Oil Immersed | J10 - Electric Utilities | J1030 - Distribution | J1030150 - Circuits | 1 | LF | 1/1/1990 00:00:00 | ASSISI HOUSING-TRANSFORMER PAD MOUNT 100KVA-1081 CONCORD CT | Mayport Commissary-Electric-Circuit 1 | PWD MAYPORT
MAYCOM-EL-CKT-1 | A121752 | UEM,Transformer, T-1082, Distribution, Pad Mounted, 100.0 KVA, Oil Immersed | J10 - Electric Utilities | J1030 - Distribution | J1030150 - Circuits | 1 | LF | 1/1/1990 00:00:00 | ASSISI HOUSING-TRANSFORMER PAD MOUNT 100KVA-1082 BUNKER HILL CT | Mayport Commissary-Electric-Circuit 1 | PWD MAYPORT
MAYCOM-EL-CKT-1 | A121753 | UEM,Transformer, T-1083, Distribution, Pad Mounted, 167.0 KVA, Oil Immersed | J10 - Electric Utilities | J1030 - Distribution | J1030150 - Circuits | 1 | LF | 1/1/1990 00:00:00 | ASSISI HOUSING-TRANSFORMER PAD MOUNT 167KVA-1083 TRENTON CT | Mayport Commissary-Electric-Circuit 1 | PWD MAYPORT
MAYCOM-EL-CKT-1 | A121754 | UEM,Transformer, T-1084, Distribution, Pad Mounted, 167.0 KVA, Oil Immersed | J10 - Electric Utilities | J1030 - Distribution | J1030150 - Circuits | 1 | LF | 1/1/1990 00:00:00 | ASSISI HOUSING-TRANSFORMER PAD MOUNT 167KVA-1084 CONCORD CT | Mayport Commissary-Electric-Circuit 1 | PWD MAYPORT
MAYCOM-EL-CKT-1 | A121755 | UEM,Transformer, T-1085, Distribution, Pad Mounted, 167.0 KVA, Oil Immersed | J10 - Electric Utilities | J1030 - Distribution | J1030150 - Circuits | 1 | LF | 1/1/1990 00:00:00 | ASSISI HOUSING-TRANSFORMER PAD MOUNT 167KVA-1085 BUNKER HILL CT | Mayport Commissary-Electric-Circuit 1 | PWD MAYPORT
MAYCOM-EL-CKT-1 | A121756 | UEM,Transformer, T-1087, Distribution, Pad Mounted, 167.0 KVA, Oil Immersed | J10 - Electric Utilities | J1030 - Distribution | J1030150 - Circuits | 1 | LF | 1/1/1990 00:00:00 | ASSISI HOUSING-TRANSFORMER PAD MOUNT 167KVA-1087 CONCORD CT | Mayport Commissary-Electric-Circuit 1 | PWD MAYPORT
MAYCOM-EL-CKT-1 | A121757 | UEM,Transformer, T-1090, Distribution, Pad Mounted, 100.0 KVA, Oil Immersed | J10 - Electric Utilities | J1030 - Distribution | J1030150 - Circuits | 1 | LF | 1/1/1990 00:00:00 | ASSISI HOUSING-TRANSFORMER PAD MOUNT 100KVA-1090 ASSISI LANE | Mayport Commissary-Electric-Circuit 1 | PWD MAYPORT
MAYCOM-EL-CKT-1 | A121758 | UEM,Transformer, T-1098, Distribution, Pad Mounted, 167.0 KVA, Oil Immersed | J10 - Electric Utilities | J1030 - Distribution | J1030150 - Circuits | 1 | LF | 1/1/1990 00:00:00 | ASSISI HOUSING-TRANSFORMER PAD MOUNT 167KVA-1098 MONMOUTH CT | Mayport Commissary-Electric-Circuit 1 | PWD MAYPORT
MAYCOM-EL-CKT-1 | A121759 | UEM,Transformer, T-1101, Distribution, Pad Mounted, 167.0 KVA, Oil Immersed | J10 - Electric Utilities | J1030 - Distribution | J1030150 - Circuits | 1 | LF | 1/1/1990 00:00:00 | ASSISI HOUSING-TRANSFORMER PAD MOUNT 167KVA-1101 MONMOUTH CT | Mayport Commissary-Electric-Circuit 1 | PWD MAYPORT
MAYCOM-EL-CKT-1 | A121760 | UEM,Transformer, T-1109, Distribution, Pad Mounted, 250.0 KVA, Oil Immersed | J10 - Electric Utilities | J1030 - Distribution | J1030150 - Circuits | 1 | LF | 1/1/1990 00:00:00 | ASSISI HOUSING-TRANSFORMER PAD MOUNT 250KVA-1109 LIBERTY CIRCLE | Mayport Commissary-Electric-Circuit 1 | PWD MAYPORT
MAYCOM-EL-CKT-1 | A121761 | UEM,Transformer, T-1110, Distribution, Pad Mounted, 167.0 KVA, Oil Immersed | J10 - Electric Utilities | J1030 - Distribution | J1030150 - Circuits | 1 | LF | 1/1/1990 00:00:00 | ASSISI HOUSING-TRANSFORMER PAD MOUNT 167KVA-1110 UNION CT | Mayport Commissary-Electric-Circuit 1 | PWD MAYPORT
MAYCOM-EL-CKT-1 | A121762 | UEM,Transformer, T-1115, Distribution, Pad Mounted, 167.0 KVA, Oil Immersed | J10 - Electric Utilities | J1030 - Distribution | J1030150 - Circuits | 1 | LF | 1/1/1990 00:00:00 | ASSISI HOUSING-TRANSFORMER PAD MOUNT 167KVA-1115 UNION CT | Mayport Commissary-Electric-Circuit 1 | PWD MAYPORT
MAYCOM-EL-CKT-1 | A121763 | UEM,Transformer, T-1115, Distribution, Pad Mounted, 250.0 KVA, Oil Immersed | J10 - Electric Utilities | J1030 - Distribution | J1030150 - Circuits | 1 | LF | 1/1/1990 00:00:00 | ASSISI HOUSING-TRANSFORMER PAD MOUNT 250KVA-1115 CROWN POINT CR | Mayport Commissary-Electric-Circuit 1 | PWD MAYPORT
MAYCOM-EL-CKT-1 | A121764 | UEM,Transformer, T-1124, Distribution, Pad Mounted, 75.0 KVA, Oil Immersed | J10 - Electric Utilities | J1030 - Distribution | J1030150 - Circuits | 1 | LF | 1/1/1990 00:00:00 | ASSISI HOUSING-TRANSFORMER PAD MOUNT 75KVA-1124 COLONY CIRCLE | Mayport Commissary-Electric-Circuit 1 | PWD MAYPORT
MAYCOM-EL-CKT-1 | A121765 | UEM,Transformer, T-1125, Distribution, Pad Mounted, 75.0 KVA, Oil Immersed | J10 - Electric Utilities | J1030 - Distribution | J1030150 - Circuits | 1 | LF | 1/1/1990 00:00:00 | ASSISI HOUSING-TRANSFORMER PAD MOUNT 75KVA-1125 COLONY CIRCLE | Mayport Commissary-Electric-Circuit 1 | PWD MAYPORT
MAYCOM-EL-CKT-1 | A121766 | UEM,Transformer, T-1125, Distribution, Pad Mounted, 167.0 KVA, Oil Immersed | J10 - Electric Utilities | J1030 - Distribution | J1030150 - Circuits | 1 | LF | 1/1/1990 00:00:00 | ASSISI HOUSING-TRANSFORMER PAD MOUNT 167KVA-1125 ASSISI LANE | Mayport Commissary-Electric-Circuit 1 | PWD MAYPORT
MAYCOM-EL-CKT-1 | A121767 | UEM,Transformer, T-1127, Distribution, Pad Mounted, 167.0 KVA, Oil Immersed | J10 - Electric Utilities | J1030 - Distribution | J1030150 - Circuits | 1 | LF | 1/2/1900 00:00:00 | ASSISI HOUSING-TRANSFORMER PAD MOUNT 167KVA-1127 CONGRESS CT | Mayport Commissary-Electric-Circuit 1 | PWD MAYPORT
MAYCOM-EL-CKT-1 | A121768 | UEM,Transformer, T-1129, Distribution, Pad Mounted, 100.0 KVA, Oil Immersed | J10 - Electric Utilities | J1030 - Distribution | J1030150 - Circuits | 1 | LF | 1/1/1990 00:00:00 | ASSISI HOUSING-TRANSFORMER PAD MOUNT 100KVA-1129 CONGRESS CT | Mayport Commissary-Electric-Circuit 1 | PWD MAYPORT
MAYCOM-EL-CKT-1 | A121769 | UEM,Transformer, T-1130, Distribution, Pad Mounted, 167.0 KVA, Oil Immersed | J10 - Electric Utilities | J1030 - Distribution | J1030150 - Circuits | 1 | LF | 1/1/1990 00:00:00 | ASSISI HOUSING-TRANSFORMER PAD MOUNT 167KVA-1130 CONSTITUTION CT | Mayport Commissary-Electric-Circuit 1 | PWD MAYPORT
MAYCOM-EL-CKT-1 | A121770 | UEM,Transformer, T-1131, Distribution, Pad Mounted, 250.0 KVA, Oil Immersed | J10 - Electric Utilities | J1030 - Distribution | J1030150 - Circuits | 1 | LF | 1/1/1990 00:00:00 | ASSISI HOUSING-TRANSFORMER PAD MOUNT 250KVA-1131 CONSTITUTION CT | Mayport Commissary-Electric-Circuit 1 | PWD MAYPORT
MAYCOM-EL-CKT-1 | A121771 | UEM,Transformer, T-1132, Distribution, Pad Mounted, 167.0 KVA, Oil Immersed | J10 - Electric Utilities | J1030 - Distribution | J1030150 - Circuits | 1 | LF | 1/1/1990 00:00:00 | ASSISI HOUSING-TRANSFORMER PAD MOUNT 167KVA-1132 LEXINGTON CT | Mayport Commissary-Electric-Circuit 1 | PWD MAYPORT
MAYCOM-EL-CKT-1 | A121772 | UEM,Transformer, T-1133, Distribution, Pad Mounted, 167.0 KVA, Oil Immersed | J10 - Electric Utilities | J1030 - Distribution | J1030150 - Circuits | 1 | LF | 1/1/1990 00:00:00 | ASSISI HOUSING-TRANSFORMER PAD MOUNT 167KVA-1133 CONTINENTAL CT | Mayport Commissary-Electric-Circuit 1 | PWD MAYPORT
MAYCOM-EL-CKT-1 | A121774 | UEM,Transformer, T-1140, Distribution, Pad Mounted, 167.0 KVA, Oil Immersed | J10 - Electric Utilities | J1030 - Distribution | J1030150 - Circuits | 1 | LF | 1/1/1990 00:00:00 | ASSISI HOUSING-TRANSFORMER PAD MOUNT 167KVA-1140 CROWN POINT | Mayport Commissary-Electric-Circuit 1 | PWD MAYPORT
MAYCOM-EL-CKT-1 | A121775 | UEM,Transformer, T-1141, Distribution, Pad Mounted, 167.0 KVA, Oil Immersed | J10 - Electric Utilities | J1030 - Distribution | J1030150 - Circuits | 1 | LF | 1/1/1990 00:00:00 | ASSISI HOUSING-TRANSFORMER PAD MOUNT 167KVA-1141 CONTINENTAL CT | Mayport Commissary-Electric-Circuit 1 | PWD MAYPORT
MAYCOM-EL-CKT-1 | A121776 | UEM,Transformer, T-1143, Distribution, Pad Mounted, 167.0 KVA, Oil Immersed | J10 - Electric Utilities | J1030 - Distribution | J1030150 - Circuits | 1 | LF | 1/1/1990 00:00:00 | ASSISI HOUSING-TRANSFORMER PAD MOUNT 167KVA-1143 ASSISI LANE | Mayport Commissary-Electric-Circuit 1 | PWD MAYPORT
MAYCOM-EL-CKT-1 | A121777 | UEM,Transformer, T-1145, Distribution, Pad Mounted, 167.0 KVA, Oil Immersed | J10 - Electric Utilities | J1030 - Distribution | J1030150 - Circuits | 1 | LF | 1/1/1990 00:00:00 | ASSISI HOUSING-TRANSFORMER PAD MOUNT 167KVA-1145 COLONY CIRCLE | Mayport Commissary-Electric-Circuit 1 | PWD MAYPORT
MAYCOM-EL-CKT-1 | A121778 | UEM,Transformer, T-1146, Distribution, Pad Mounted, 167.0 KVA, Oil Immersed | J10 - Electric Utilities | J1030 - Distribution | J1030150 - Circuits | 1 | LF | 1/1/1990 00:00:00 | ASSISI HOUSING-TRANSFORMER PAD MOUNT 167KVA-1146 LEXINGTON CT | Mayport Commissary-Electric-Circuit 1 | PWD MAYPORT
MAYCOM-EL-CKT-1 | A121779 | UEM,Transformer, T-1150, Distribution, Pad Mounted, 100.0 KVA, Oil Immersed | J10 - Electric Utilities | J1030 - Distribution | J1030150 - Circuits | 1 | LF | 1/1/1990 00:00:00 | ASSISI HOUSING-TRANSFORMER PAD MOUNT 100KVA-1150 CONSTITUTION CT | Mayport Commissary-Electric-Circuit 1 | PWD MAYPORT
MAYCOM-EL-CKT-1 | A121780 | UEM,Transformer, T-1155, Distribution, Pad Mounted, 167.0 KVA, Oil Immersed | J10 - Electric Utilities | J1030 - Distribution | J1030150 - Circuits | 1 | LF | 1/1/1990 00:00:00 | ASSISI HOUSING-TRANSFORMER PAD MOUNT 167KVA-1155 INDEPENDENCE | Mayport Commissary-Electric-Circuit 1 | PWD MAYPORT
MAYCOM-EL-CKT-1 | A121781 | UEM,Transformer, T-1160, Distribution, Pad Mounted, 100.0 KVA, Oil Immersed | J10 - Electric Utilities | J1030 - Distribution | J1030150 - Circuits | 1 | LF | 1/1/1990 00:00:00 | ASSISI HOUSING-TRANSFORMER PAD MOUNT 100KVA-1160 CONSTITUTION CT | Mayport Commissary-Electric-Circuit 1 | PWD MAYPORT
MAYCOM-EL-CKT-1 | A121782 | UEM,Transformer, T-1161, Distribution, Pad Mounted, 167.0 KVA, Oil Immersed | J10 - Electric Utilities | J1030 - Distribution | J1030150 - Circuits | 1 | LF | 1/1/1990 00:00:00 | ASSISI HOUSING-TRANSFORMER PAD MOUNT 167KVA-1161 ASSISI LANE | Mayport Commissary-Electric-Circuit 1 | PWD MAYPORT
MAYCOM-EL-CKT-1 | A121783 | UEM,Transformer, T-1164, Distribution, Pad Mounted, 100.0 KVA, Oil Immersed | J10 - Electric Utilities | J1030 - Distribution | J1030150 - Circuits | 1 | LF | 1/1/1990 00:00:00 | ASSISI HOUSING-TRANSFORMER PAD MOUNT 100KVA-1164 LEXINGTON CT | Mayport Commissary-Electric-Circuit 1 | PWD MAYPORT
MAYCOM-EL-CKT-1 | A121784 | UEM,Transformer, T-1169, Distribution, Pad Mounted, 250.0 KVA, Oil Immersed | J10 - Electric Utilities | J1030 - Distribution | J1030150 - Circuits | 1 | LF | 1/1/1990 00:00:00 | ASSISI HOUSING-TRANSFORMER PAD MOUNT 250KVA-1169 CONTINENTAL CT | Mayport Commissary-Electric-Circuit 1 | PWD MAYPORT
MAYCOM-EL-CKT-1 | A121785 | UEM,Transformer, T-962, Distribution, Pad Mounted, 100.0 KVA, Oil Immersed | J10 - Electric Utilities | J1030 - Distribution | J1030150 - Circuits | 1 | LF | 1/1/1990 00:00:00 | ASSISI HOUSING-TRANSFORMER PAD MOUNT 100KVA-962 MONTREAL ST | Mayport Commissary-Electric-Circuit 1 | PWD MAYPORT
MAYCOM-EL-CKT-1 | A121786 | UEM,Transformer, T-995, Distribution, Pad Mounted, 167.0 KVA, Oil Immersed | J10 - Electric Utilities | J1030 - Distribution | J1030150 - Circuits | 1 | LF | 1/1/1990 00:00:00 | ASSISI HOUSING-TRANSFORMER PAD MOUNT 167KVA-995 MONTREAL ST | Mayport Commissary-Electric-Circuit 1 | PWD MAYPORT
MAYFISC-37 | S369358 | UEM,Electric Meter, S369358, Delivery, 69335211 | J10 - Electric Utilities | J1030 - Distribution | J1030140 - Sub Stations | 1 | EA | 2/2/2000 00:00:00 | FUEL FARM/OUTSIDE OF FACILITY | FIRE EQUIP STORAGE BLDG | PWD MAYPORT
MAYFISC-107LS | S369629 | UEM,Electric Meter, S369629, Delivery, 18321593 | J10 - Electric Utilities | J1030 - Distribution | J1030120 - Support Structures | 1 | EA | 2/12/2006 00:00:00 | NFD - BACK NEAR PIER SPACE, WHITE STRUCTURE | SEWAGE LIFT STATION | PWD MAYPORT
MAYFISC-EL-CKT-1 | A121051 | SWITCH UNIT, SW-8979, PAD MOUNTED, SECTIONALIZING, 250, SF6 | J10 - Electric Utilities | J1030 - Distribution | J1030150 - Circuits | 1 | LF | 1/1/1994 00:00:00 | HECKSCHER DRIVE-SWITCH-SF-6-8979 | Mayport FISC-Electric-Circuit 1 | PWD MAYPORT
MAYFISC-EL-CKT-1 | A121052 | SWITCH UNIT, SW-8981, PAD MOUNTED, SECTIONALIZING, 250, SF6 | J10 - Electric Utilities | J1030 - Distribution | J1030150 - Circuits | 1 | LF | 1/1/1994 00:00:00 | HECKSCHER DRIVE-SWITCH-SF-6-8981 | Mayport FISC-Electric-Circuit 1 | PWD MAYPORT
MAYFISC-EL-CKT-1 | A121053 | SWITCH UNIT, SW-8985, PAD MOUNTED, SECTIONALIZING, 250, SF6 | J10 - Electric Utilities | J1030 - Distribution | J1030150 - Circuits | 1 | LF | 1/1/1994 00:00:00 | HECKSCHER DRIVE-SWITCH-SF-6-8985 | Mayport FISC-Electric-Circuit 1 | PWD MAYPORT
MAYFISC-EL-CKT-1 | A121054 | UEM,Transformer, T-8750-1, Distribution, Pole Mounted, 37.5 KVA, Oil Immersed | J10 - Electric Utilities | J1030 - Distribution | J1030150 - Circuits | 1 | LF | 1/1/1994 00:00:00 | HECKSCHER DRIVE-POLE MOUNT TRANSFORMER 37.5KVA-8750 SOMERS ROAD | Mayport FISC-Electric-Circuit 1 | PWD MAYPORT
MAYFISC-EL-CKT-1 | A121055 | UEM,Transformer, T-8750-2, Distribution, Pole Mounted, 37.5 KVA, Oil Immersed | J10 - Electric Utilities | J1030 - Distribution | J1030150 - Circuits | 1 | LF | 1/1/1994 00:00:00 | HECKSCHER DRIVE-POLE MOUNT TRANSFORMER 37.5KVA-8750 SOMERS ROAD | Mayport FISC-Electric-Circuit 1 | PWD MAYPORT
MAYFISC-EL-CKT-1 | A121056 | UEM,Transformer, T-8750-3, Distribution, Pole Mounted, 37.5 KVA, Oil Immersed | J10 - Electric Utilities | J1030 - Distribution | J1030150 - Circuits | 1 | LF | 1/1/1994 00:00:00 | HECKSCHER DRIVE-POLE MOUNT TRANSFORMER 37.5KVA-8750 SOMERS ROAD | Mayport FISC-Electric-Circuit 1 | PWD MAYPORT
MAYFISC-EL-CKT-1 | A121057 | UEM,Transformer, T-8760, Distribution, Pad Mounted, 10.0 KVA, Oil Immersed | J10 - Electric Utilities | J1030 - Distribution | J1030150 - Circuits | 1 | LF | 1/1/2002 00:00:00 |  | Mayport FISC-Electric-Circuit 1 | PWD MAYPORT
MAYFISC-EL-CKT-1 | A121059 | UEM,Transformer, T-8880, Distribution, Pole Mounted, 75.0 KVA, Oil Immersed | J10 - Electric Utilities | J1030 - Distribution | J1030150 - Circuits | 1 | LF | 1/1/1994 00:00:00 | HECKSCHER DRIVE-POLE MOUNT TRANSFORMER 75KVA-8880 SOMERS ROAD | Mayport FISC-Electric-Circuit 1 | PWD MAYPORT
MAYFISC-EL-CKT-1 | A121063 | UEM,Transformer, T-8955, Distribution, Pole Mounted, 10.0 KVA, Oil Immersed | J10 - Electric Utilities | J1030 - Distribution | J1030150 - Circuits | 1 | LF | 1/1/1994 00:00:00 | HECKSCHER DRIVE-POLE MOUNT TRANSFORMER 10KVA-8955 THIRD ST | Mayport FISC-Electric-Circuit 1 | PWD MAYPORT
MAYFISC-EL-CKT-1 | A121064 | UEM,Transformer, T-8960-A, Distribution, Pole Mounted, 10.0 KVA, Oil Immersed | J10 - Electric Utilities | J1030 - Distribution | J1030150 - Circuits | 1 | LF | 1/1/2014 00:00:00 | HECKSCHER DRIVE-POLE MOUNT TRANSFORMER 10KVA-8960 SOMERS ROAD | Mayport FISC-Electric-Circuit 1 | PWD MAYPORT
MAYFISC-EL-CKT-1 | A121065 | UEM,Transformer, T-8960-B, Distribution, Pole Mounted, 10.0 KVA, Oil Immersed | J10 - Electric Utilities | J1030 - Distribution | J1030150 - Circuits | 1 | LF | 1/1/1994 00:00:00 | HECKSCHER DRIVE-POLE MOUNT TRANSFORMER 10KVA-8960 SOMERS ROAD | Mayport FISC-Electric-Circuit 1 | PWD MAYPORT
MAYFISC-EL-CKT-1 | A121066 | UEM,Transformer, T-8960-C, Distribution, Pole Mounted, 10.0 KVA, Oil Immersed | J10 - Electric Utilities | J1030 - Distribution | J1030150 - Circuits | 1 | LF | 1/1/1994 00:00:00 | HECKSCHER DRIVE-POLE MOUNT TRANSFORMER 10KVA-8960 SOMERS ROAD | Mayport FISC-Electric-Circuit 1 | PWD MAYPORT
MAYFISC-EL-CKT-1 | A121067 | UEM,Transformer, T-8965-A, Distribution, Pole Mounted, 50.0 KVA, Oil Immersed | J10 - Electric Utilities | J1030 - Distribution | J1030150 - Circuits | 1 | LF | 1/1/1990 00:00:00 | HECKSCHER DRIVE-POLE MOUNT TRANSFORMER 50KVA-8965 FOURTH ST | Mayport FISC-Electric-Circuit 1 | PWD MAYPORT
MAYFISC-EL-CKT-1 | A121068 | UEM,Transformer, T-8965-B, Distribution, Pole Mounted, 50.0 KVA, Oil Immersed | J10 - Electric Utilities | J1030 - Distribution | J1030150 - Circuits | 1 | LF | 1/1/1990 00:00:00 | HECKSCHER DRIVE-POLE MOUNT TRANSFORMER 50KVA-8965 FOURTH ST | Mayport FISC-Electric-Circuit 1 | PWD MAYPORT
MAYFISC-EL-CKT-1 | A121069 | UEM,Transformer, T-8965-C, Distribution, Pole Mounted, 50.0 KVA, Oil Immersed | J10 - Electric Utilities | J1030 - Distribution | J1030150 - Circuits | 1 | LF | 1/1/1994 00:00:00 | HECKSCHER DRIVE-POLE MOUNT TRANSFORMER 50KVA-8965 FOURTH ST | Mayport FISC-Electric-Circuit 1 | PWD MAYPORT
MAYFISC-EL-CKT-1 | A121070 | UEM,Transformer, T-8971, Distribution, Pad Mounted, 75.0 KVA, Oil Immersed | J10 - Electric Utilities | J1030 - Distribution | J1030150 - Circuits | 1 | LF | 1/1/1994 00:00:00 | HECKSCHER DRIVE-PAD MOUNT TRANSFORMER 75KVA-8971 | Mayport FISC-Electric-Circuit 1 | PWD MAYPORT
MAYFISC-EL-CKT-1 | A121071 | UEM,Transformer, T-8977, Distribution, Pole Mounted, 50.0 KVA, Oil Immersed | J10 - Electric Utilities | J1030 - Distribution | J1030150 - Circuits | 1 | LF | 1/1/1994 00:00:00 | HECKSCHER DRIVE-POLE MOUNT TRANSFORMER 50KVA-8977 SOMERS ROAD | Mayport FISC-Electric-Circuit 1 | PWD MAYPORT
MAYFISC-EL-CKT-1 | A121072 | UEM,Transformer, T-8981, Distribution, Pad Mounted, 500.0 KVA, Oil Immersed | J10 - Electric Utilities | J1030 - Distribution | J1030150 - Circuits | 1 | LF | 1/1/1994 00:00:00 | HECKSCHER DRIVE-TRANSFORMER - PAD MOUNT - 500KVA-8981.......SWITCH | Mayport FISC-Electric-Circuit 1 | PWD MAYPORT
MAYFISC-EL-CKT-1 | A121073 | UEM,Transformer, T-8983, Distribution, Pad Mounted, 500.0 KVA, Oil Immersed | J10 - Electric Utilities | J1030 - Distribution | J1030150 - Circuits | 1 | LF | 1/1/2015 00:00:00 | HECKSCHER DRIVE-TRANSFORMER- PAD MOUNT - 500KVA-8983 | Mayport FISC-Electric-Circuit 1 | PWD MAYPORT
MAYFISC-EL-CKT-1 | A121074 | UEM,Transformer, T-8991, Distribution, Pad Mounted, 500.0 KVA, Oil Immersed | J10 - Electric Utilities | J1030 - Distribution | J1030150 - Circuits | 1 | LF | 1/1/1994 00:00:00 | HECKSCHER DRIVE-TRANSFORMER - PAD MOUNT - 500KVA-8991; INCORRECTLY MARKED 8981 | Mayport FISC-Electric-Circuit 1 | PWD MAYPORT
MAYFISC-EL-CKT-1 | A132434 | UEM,Transformer, T-8951, Distribution, Pad Mounted, 500.0 KVA, Oil Immersed | J10 - Electric Utilities | J1030 - Distribution | J1030150 - Circuits | 1 | LF | 1/1/2015 00:00:00 | HECKSCHER DRIVE-PAD MOUNT TRANSFORMER 500KVA T-8951 SOMERS ROAD | Mayport FISC-Electric-Circuit 1 | PWD MAYPORT
MAYFISC-EL-CKT-1 | S369628 | UEM,Electric Meter, S369628, Delivery, 18321594 | J10 - Electric Utilities | J1030 - Distribution | J1030120 - Support Structures | 1 | EA | 2/4/2007 00:00:00 | NFD - OUTSIDE FROM GATE IN WHITE STRUCTURE | Mayport FISC-Electric-Circuit 1 | PWD MAYPORT
MAYFISC-EL-CKT-1 | UMA433000031 | SWITCH UNIT, SW-8810, POLE MOUNTED, DISCONNECT, 250, AIR | J10 - Electric Utilities | J1030 - Distribution | J1030150 - Circuits | 1 | LF | 1/1/1994 00:00:00 | At pole 880 | Mayport FISC-Electric-Circuit 1 | PWD MAYPORT
MAYFISC-EL-CKT-1 | UMA433000035 | SWITCH UNIT, SW-8880, POLE MOUNTED, DISCONNECT, 250, AIR | J10 - Electric Utilities | J1030 - Distribution | J1030150 - Circuits | 1 | LF | 1/1/1994 00:00:00 |  | Mayport FISC-Electric-Circuit 1 | PWD MAYPORT
MAYFISC-EL-CKT-1 | UMA433000036 | SWITCH UNIT, SW-50, POLE MOUNTED, DISCONNECT, 250, AIR | J10 - Electric Utilities | J1030 - Distribution | J1030150 - Circuits | 1 | LF | 1/1/1994 00:00:00 | somers rd/overhead alley to jet fuel area | Mayport FISC-Electric-Circuit 1 | PWD MAYPORT
MAYFISC-EL-CKT-1 | UMA433000038 | SWITCH UNIT, SW-B10, POLE MOUNTED, DISCONNECT, 250, AIR | J10 - Electric Utilities | J1030 - Distribution | J1030150 - Circuits | 1 | LF | 1/1/1994 00:00:00 |  | Mayport FISC-Electric-Circuit 1 | PWD MAYPORT
MAYFISC-EL-CKT-1 | UMA433000043 | SWITCH UNIT, SW-15T, POLE MOUNTED, DISCONNECT, 250, AIR | J10 - Electric Utilities | J1030 - Distribution | J1030150 - Circuits | 1 | LF | 1/1/1994 00:00:00 |  | Mayport FISC-Electric-Circuit 1 | PWD MAYPORT
MAYFISC-EL-CKT-1 | UMA433000044 | SWITCH UNIT, SW-8960, POLE MOUNTED, DISCONNECT, 250, AIR | J10 - Electric Utilities | J1030 - Distribution | J1030150 - Circuits | 1 | LF | 1/1/1994 00:00:00 |  | Mayport FISC-Electric-Circuit 1 | PWD MAYPORT
MAYFISC-EL-CKT-1 | UMA433000048 | SWITCH UNIT, SW-8965, POLE MOUNTED, DISCONNECT, 250, AIR | J10 - Electric Utilities | J1030 - Distribution | J1030150 - Circuits | 1 | LF | 1/1/1994 00:00:00 |  | Mayport FISC-Electric-Circuit 1 | PWD MAYPORT
MAYFISC-EL-CKT-1 | UMA433000049 | ELECTRIC LINE, C-OH-NFD, PRIMARY OVERHEAD, 35000 | J10 - Electric Utilities | J1030 - Distribution | J1030150 - Circuits | 1 | LF | 1/1/1972 00:00:00 |  | Mayport FISC-Electric-Circuit 1 | PWD MAYPORT
MAYFISC-EL-CKT-1 | UMA433000050 | ELECTRIC LINE, C-UG-NFD, PRIMARY UNDERGROUND, 35000 | J10 - Electric Utilities | J1030 - Distribution | J1030150 - Circuits | 1 | LF | 1/1/1972 00:00:00 |  | Mayport FISC-Electric-Circuit 1 | PWD MAYPORT
MAYFISC-EL-CKT-1 | UMA433000056 | SWITCH UNIT, SW-50-1, POLE MOUNTED, DISCONNECT, 250, AIR | J10 - Electric Utilities | J1030 - Distribution | J1030150 - Circuits | 1 | LF | 1/1/1994 00:00:00 | somers rd; pole marked 50 | Mayport FISC-Electric-Circuit 1 | PWD MAYPORT
MAYFISC-EL-CKT-1 | UMA433000057 | SWITCH UNIT, SW-8969, POLE MOUNTED, DISCONNECT, 250, AIR | J10 - Electric Utilities | J1030 - Distribution | J1030150 - Circuits | 1 | LF | 1/1/1994 00:00:00 | northeast of truck rack 113 | Mayport FISC-Electric-Circuit 1 | PWD MAYPORT
MAYFISC-EL-CKT-1 | UMA433000063 | SWITCH UNIT, SW-8973, POLE MOUNTED, DISCONNECT, 250, AIR | J10 - Electric Utilities | J1030 - Distribution | J1030150 - Circuits | 1 | LF | 1/1/1994 00:00:00 |  | Mayport FISC-Electric-Circuit 1 | PWD MAYPORT
MAYFISC-EL-CKT-1 | UMA433000067 | SWITCH UNIT, SW-8744, POLE MOUNTED, DISCONNECT, 250, AIR | J10 - Electric Utilities | J1030 - Distribution | J1030150 - Circuits | 1 | LF | 1/1/1994 00:00:00 |  | Mayport FISC-Electric-Circuit 1 | PWD MAYPORT
MAYFISC-EL | S369630 | UEM,Electric Meter, S369630, Delivery, SE_03_EL_BL_MARINES_2 | J10 - Electric Utilities | J1030 - Distribution | J1030120 - Support Structures | 1 | EA | 2/6/2006 00:00:00 | MARINES NFD - MAINT BLDG. INSIDE 2ND STORY UTILITY ROOM AT BACK OF FACILITY | Mayport FISC-Electric | PWD MAYPORT
MAYFISC-EL | S369631 | UEM,Electric Meter, S369631, Delivery, SE_03_EL_BL_MARINES_1 | J10 - Electric Utilities | J1030 - Distribution | J1030120 - Support Structures | 1 | EA | 2/12/2006 00:00:00 | MARINES NFD - outside transformer on front | Mayport FISC-Electric | PWD MAYPORT
MAYFISC-EL | S369707 | UEM,Electric Meter, S369707, Delivery, 18438559 | J10 - Electric Utilities | J1030 - Distribution | J1030120 - Support Structures | 1 | EA | 2/12/2006 00:00:00 | COM TOWER SOMERS ROAD inside cell tower yard | Mayport FISC-Electric | PWD MAYPORT
MAYFISC-EL | UMA433000015 | SURFACE STRUCTURE, WP-8750 | J10 - Electric Utilities | J1030 - Distribution | J1030120 - Support Structures | 1 | EA | 1/1/1972 00:00:00 | WEST OF LS 108 | Mayport FISC-Electric | PWD MAYPORT
MAYFISC-EL | UMA433000016 | SURFACE STRUCTURE, WP-8760 | J10 - Electric Utilities | J1030 - Distribution | J1030120 - Support Structures | 1 | EA | 1/1/1994 00:00:00 |  | Mayport FISC-Electric | PWD MAYPORT
MAYFISC-EL | UMA433000017 | SURFACE STRUCTURE, WP-8810 | J10 - Electric Utilities | J1030 - Distribution | J1030120 - Support Structures | 1 | EA | 1/1/1972 00:00:00 | Northeast of B56 | Mayport FISC-Electric | PWD MAYPORT
MAYFISC-EL | UMA433000018 | SURFACE STRUCTURE, WP-8820 | J10 - Electric Utilities | J1030 - Distribution | J1030120 - Support Structures | 1 | EA | 1/1/1994 00:00:00 | North of B38 | Mayport FISC-Electric | PWD MAYPORT
MAYFISC-EL | UMA433000022 | SURFACE STRUCTURE, WP-8830 | J10 - Electric Utilities | J1030 - Distribution | J1030120 - Support Structures | 1 | EA | 1/1/1972 00:00:00 |  | Mayport FISC-Electric | PWD MAYPORT
MAYFISC-EL | UMA433000023 | SURFACE STRUCTURE, WP-8860 | J10 - Electric Utilities | J1030 - Distribution | J1030120 - Support Structures | 1 | EA | 1/1/1972 00:00:00 | somers rd | Mayport FISC-Electric | PWD MAYPORT
MAYFISC-EL | UMA433000024 | SURFACE STRUCTURE, WP-8870 | J10 - Electric Utilities | J1030 - Distribution | J1030120 - Support Structures | 1 | EA | 1/1/1972 00:00:00 |  | Mayport FISC-Electric | PWD MAYPORT
MAYFISC-EL | UMA433000025 | SURFACE STRUCTURE, WP-8880 | J10 - Electric Utilities | J1030 - Distribution | J1030120 - Support Structures | 1 | EA | 1/1/1972 00:00:00 |  | Mayport FISC-Electric | PWD MAYPORT
MAYFISC-EL | UMA433000026 | SURFACE STRUCTURE, WP-118 | J10 - Electric Utilities | J1030 - Distribution | J1030120 - Support Structures | 1 | EA | 1/1/1972 00:00:00 |  | Mayport FISC-Electric | PWD MAYPORT
MAYFISC-EL | UMA433000027 | SURFACE STRUCTURE, WP-8940 | J10 - Electric Utilities | J1030 - Distribution | J1030120 - Support Structures | 1 | EA | 1/1/1972 00:00:00 |  | Mayport FISC-Electric | PWD MAYPORT
MAYFISC-EL | UMA433000028 | SURFACE STRUCTURE, WP-50 | J10 - Electric Utilities | J1030 - Distribution | J1030120 - Support Structures | 1 | EA | 1/1/1994 00:00:00 |  | Mayport FISC-Electric | PWD MAYPORT
MAYFISC-EL | UMA433000029 | SURFACE STRUCTURE, WP-8900 | J10 - Electric Utilities | J1030 - Distribution | J1030120 - Support Structures | 1 | EA | 1/1/1994 00:00:00 |  | Mayport FISC-Electric | PWD MAYPORT
MAYFISC-EL | UMA433000030 | SURFACE STRUCTURE, WP-B10 | J10 - Electric Utilities | J1030 - Distribution | J1030120 - Support Structures | 1 | EA | 1/1/1994 00:00:00 |  | Mayport FISC-Electric | PWD MAYPORT
MAYFISC-EL | UMA433000037 | SURFACE STRUCTURE, WP-8950 | J10 - Electric Utilities | J1030 - Distribution | J1030120 - Support Structures | 1 | EA | 1/1/1972 00:00:00 |  | Mayport FISC-Electric | PWD MAYPORT
MAYFISC-EL | UMA433000039 | SURFACE STRUCTURE, WP-8960 | J10 - Electric Utilities | J1030 - Distribution | J1030120 - Support Structures | 1 | EA | 1/1/1972 00:00:00 |  | Mayport FISC-Electric | PWD MAYPORT
MAYFISC-EL | UMA433000040 | SURFACE STRUCTURE, WP-8961 | J10 - Electric Utilities | J1030 - Distribution | J1030120 - Support Structures | 1 | EA | 1/1/1994 00:00:00 |  | Mayport FISC-Electric | PWD MAYPORT
MAYFISC-EL | UMA433000041 | SURFACE STRUCTURE, WP-8965 | J10 - Electric Utilities | J1030 - Distribution | J1030120 - Support Structures | 1 | EA | 1/1/1994 00:00:00 |  | Mayport FISC-Electric | PWD MAYPORT
MAYFISC-EL | UMA433000042 | SURFACE STRUCTURE, WP-8971 | J10 - Electric Utilities | J1030 - Distribution | J1030120 - Support Structures | 1 | EA | 1/1/1972 00:00:00 |  | Mayport FISC-Electric | PWD MAYPORT
MAYFISC-EL | UMA433000045 | SURFACE STRUCTURE, WP-8977 | J10 - Electric Utilities | J1030 - Distribution | J1030120 - Support Structures | 1 | EA | 1/1/1972 00:00:00 |  | Mayport FISC-Electric | PWD MAYPORT
MAYFISC-EL | UMA433000046 | SURFACE STRUCTURE, WP-8948 | J10 - Electric Utilities | J1030 - Distribution | J1030120 - Support Structures | 1 | EA | 1/1/1994 00:00:00 | alley from somers rd to jet storage area | Mayport FISC-Electric | PWD MAYPORT
MAYFISC-EL | UMA433000047 | SURFACE STRUCTURE, WP-8955 | J10 - Electric Utilities | J1030 - Distribution | J1030120 - Support Structures | 1 | EA | 1/1/1994 00:00:00 | northeast of B103 | Mayport FISC-Electric | PWD MAYPORT
MAYFISC-EL | UMA433000051 | SURFACE STRUCTURE, WP-8959 | J10 - Electric Utilities | J1030 - Distribution | J1030120 - Support Structures | 1 | EA | 1/1/1994 00:00:00 | west of b51 | Mayport FISC-Electric | PWD MAYPORT
MAYFISC-EL | UMA433000052 | SURFACE STRUCTURE, WP-8969 | J10 - Electric Utilities | J1030 - Distribution | J1030120 - Support Structures | 1 | EA | 1/1/1994 00:00:00 | northeast of truck rack 113 | Mayport FISC-Electric | PWD MAYPORT
MAYFISC-EL | UMA433000053 | SURFACE STRUCTURE, WP-8965-X | J10 - Electric Utilities | J1030 - Distribution | J1030120 - Support Structures | 1 | EA | 1/1/1994 00:00:00 | northeast of B18 outside of security perimeter fence | Mayport FISC-Electric | PWD MAYPORT
MAYFISC-EL | UMA433000054 | SURFACE STRUCTURE, WP-XXX | J10 - Electric Utilities | J1030 - Distribution | J1030120 - Support Structures | 1 | EA | 1/1/1994 00:00:00 |  | Mayport FISC-Electric | PWD MAYPORT
MAYFISC-EL | UMA433000055 | SURFACE STRUCTURE, WP-8977 | J10 - Electric Utilities | J1030 - Distribution | J1030120 - Support Structures | 1 | EA | 1/1/1994 00:00:00 |  | Mayport FISC-Electric | PWD MAYPORT
MAYFISC-EL | UMA433000058 | UNDERGROUND STRUCTURE, MANHOLE-XXX, MANHOLE | J10 - Electric Utilities | J1030 - Distribution | J1030110 - UG Structures | 1 | EA | 1/1/1975 00:00:00 | south of jet fuel MCC | Mayport FISC-Electric | PWD MAYPORT
MAYFISC-EL | UMA433000062 | SURFACE STRUCTURE, WP-8973 | J10 - Electric Utilities | J1030 - Distribution | J1030120 - Support Structures | 1 | EA | 1/1/1994 00:00:00 |  | Mayport FISC-Electric | PWD MAYPORT
MAYFISC-EL | UMA433000066 | UNDERGROUND STRUCTURE, MANHOLE-XX, MANHOLE | J10 - Electric Utilities | J1030 - Distribution | J1030110 - UG Structures | 1 | EA | 1/1/1994 00:00:00 |  | Mayport FISC-Electric | PWD MAYPORT
MAYFISC-EL | UMA433000068 | SURFACE STRUCTURE, WP-8744 | J10 - Electric Utilities | J1030 - Distribution | J1030120 - Support Structures | 1 | EA | 1/1/1972 00:00:00 |  | Mayport FISC-Electric | PWD MAYPORT
MAYPOR-418SS | A121605 | UEM,Transformer, T-418-1, Distribution, Unit Substation, 2,500.0 KVA, Oil Immersed/Forced Air | J10 - Electric Utilities | J1030 - Distribution | J1030140 - Sub Stations | 1 | EA | 1/1/2000 00:00:00 | PAD MOUNT TRANSFORMER T1 2500KVA - 303 DELTA PIER (SUB D2) | SUBSTN AT D2 3-3500/1-750 KV | PWD MAYPORT
MAYPOR-418SS | A121606 | UEM,Transformer, T-418-2, Distribution, Unit Substation, 2,500.0 KVA, Oil Immersed/Forced Air | J10 - Electric Utilities | J1030 - Distribution | J1030140 - Sub Stations | 1 | EA | 1/1/2000 00:00:00 | MYP-PAD MOUNT TRANSFORMER T2 2500KVA-QUADRANT 2I-303 DELTA PIER (SUB D2) | SUBSTN AT D2 3-3500/1-750 KV | PWD MAYPORT
MAYPOR-418SS | A121607 | UEM,Transformer, T-418-3, Distribution, Unit Substation, 2,500.0 KVA, Oil Immersed/Forced Air | J10 - Electric Utilities | J1030 - Distribution | J1030140 - Sub Stations | 1 | EA | 1/1/2000 00:00:00 | MYP-PAD MOUNT TRANSFORMER T3 2500KVA-QUADRANT 2I-303 DELTA PIER (SUB D2) | SUBSTN AT D2 3-3500/1-750 KV | PWD MAYPORT
MAYPOR-418SS | A121787 | SWITCH UNIT, BUSS-T1, SUB STATION, OTHER, 600, SOLID | J10 - Electric Utilities | J1030 - Distribution | J1030140 - Sub Stations | 1 | EA | 1/2/1900 00:00:00 | T1 XFM SWITCHGEAR/SWITCHBOARD/BUSS BARS | SUBSTN AT D2 3-3500/1-750 KV | PWD MAYPORT
MAYPOR-418SS | A121788 | SWITCH UNIT, BUSS-T2, SUB STATION, OTHER, 600, SOLID | J10 - Electric Utilities | J1030 - Distribution | J1030140 - Sub Stations | 1 | EA | 1/2/1900 00:00:00 | T2 XFM SWITCHGEAR/SWITCHBOARD/BUSS BARS | SUBSTN AT D2 3-3500/1-750 KV | PWD MAYPORT
MAYPOR-418SS | A121789 | SWITCH UNIT, BUSS-T3, SUB STATION, OTHER, 600, SOLID | J10 - Electric Utilities | J1030 - Distribution | J1030140 - Sub Stations | 1 | EA | 1/2/1900 00:00:00 | T3 XFM SWITCHGEAR/SWITCHBOARD/BUSS BARS | SUBSTN AT D2 3-3500/1-750 KV | PWD MAYPORT
MAYPOR-418SS | A126590 | SOLID STATE RELAY, SSPR-EID2-1-1, FMR | J10 - Electric Utilities | J1030 - Distribution | J1030140 - Sub Stations | 1 | EA | 1/2/1900 00:00:00 | SUBSTATION/D2 T1 XFM SD-1 RELAY #1 | SUBSTN AT D2 3-3500/1-750 KV | PWD MAYPORT
MAYPOR-418SS | A126591 | SOLID STATE RELAY, SSPR-EID2-1-2, FMR | J10 - Electric Utilities | J1030 - Distribution | J1030140 - Sub Stations | 1 | EA | 1/2/1900 00:00:00 | SUBSTATION/D2 T1 XFM SD-1 RELAY #2 | SUBSTN AT D2 3-3500/1-750 KV | PWD MAYPORT
MAYPOR-418SS | A126592 | SOLID STATE RELAY, SSPR-EID2-1-3, FMR | J10 - Electric Utilities | J1030 - Distribution | J1030140 - Sub Stations | 1 | EA | 1/2/1900 00:00:00 | SUBSTATION/D2 T1 XFM SD-1 RELAY #3 | SUBSTN AT D2 3-3500/1-750 KV | PWD MAYPORT
MAYPOR-418SS | A126593 | SOLID STATE RELAY, SSPR-EID2-1-4, FMR | J10 - Electric Utilities | J1030 - Distribution | J1030140 - Sub Stations | 1 | EA | 1/2/1900 00:00:00 | SUBSTATION/D2 T1 XFM SD-1 RELAY #4 | SUBSTN AT D2 3-3500/1-750 KV | PWD MAYPORT
MAYPOR-418SS | A126594 | SOLID STATE RELAY, SSPR-EID2-1-5, FMR | J10 - Electric Utilities | J1030 - Distribution | J1030140 - Sub Stations | 1 | EA | 1/2/1900 00:00:00 | SUBSTATION/D2 T1 XFM SD-2 RELAY #5 | SUBSTN AT D2 3-3500/1-750 KV | PWD MAYPORT
MAYPOR-418SS | A126595 | SOLID STATE RELAY, SSPR-EID2-1-6, FMR | J10 - Electric Utilities | J1030 - Distribution | J1030140 - Sub Stations | 1 | EA | 1/2/1900 00:00:00 | SUBSTATION/D2 T1 XFM SD-2 RELAY #6 | SUBSTN AT D2 3-3500/1-750 KV | PWD MAYPORT
MAYPOR-418SS | A126596 | SOLID STATE RELAY, SSPR-EID2-1-7, FEEDER | J10 - Electric Utilities | J1030 - Distribution | J1030140 - Sub Stations | 1 | EA | 1/2/1900 00:00:00 | SUBSTATION/D2 T1 XFM SD-2 RELAY #7 | SUBSTN AT D2 3-3500/1-750 KV | PWD MAYPORT
MAYPOR-418SS | A126597 | SOLID STATE RELAY, SSPR-EID2-1-8, FMR | J10 - Electric Utilities | J1030 - Distribution | J1030140 - Sub Stations | 1 | EA | 1/2/1900 00:00:00 | SUBSTATION/D2 T1 XFM SD-2 RELAY #8 | SUBSTN AT D2 3-3500/1-750 KV | PWD MAYPORT
MAYPOR-418SS | A126598 | SOLID STATE RELAY, SSPR-EID2-2-1, FMR | J10 - Electric Utilities | J1030 - Distribution | J1030140 - Sub Stations | 1 | EA | 1/2/1900 00:00:00 | SUBSTATION/D2 T2 XFM SD-1 RELAY #1 | SUBSTN AT D2 3-3500/1-750 KV | PWD MAYPORT
MAYPOR-418SS | A126599 | SOLID STATE RELAY, SSPR-EID2-2-2, FMR | J10 - Electric Utilities | J1030 - Distribution | J1030140 - Sub Stations | 1 | EA | 1/2/1900 00:00:00 | SUBSTATION/D2 T2 XFM SD-1 RELAY #2 | SUBSTN AT D2 3-3500/1-750 KV | PWD MAYPORT
MAYPOR-418SS | A126600 | SOLID STATE RELAY, SSPR-EID2-2-3, FMR | J10 - Electric Utilities | J1030 - Distribution | J1030140 - Sub Stations | 1 | EA | 1/2/1900 00:00:00 | SUBSTATION/D2 T2 XFM SD-1 RELAY #3 | SUBSTN AT D2 3-3500/1-750 KV | PWD MAYPORT
MAYPOR-418SS | A126601 | SOLID STATE RELAY, SSPR-EID2-2-4, FMR | J10 - Electric Utilities | J1030 - Distribution | J1030140 - Sub Stations | 1 | EA | 1/2/1900 00:00:00 | SUBSTATION/D2 T2 XFM SD-1 RELAY #4 | SUBSTN AT D2 3-3500/1-750 KV | PWD MAYPORT
MAYPOR-418SS | A126602 | SOLID STATE RELAY, SSPR-EID2-2-5, FMR | J10 - Electric Utilities | J1030 - Distribution | J1030140 - Sub Stations | 1 | EA | 1/2/1900 00:00:00 | SUBSTATION/D2 T2 XFM SD-2 RELAY #5 | SUBSTN AT D2 3-3500/1-750 KV | PWD MAYPORT
MAYPOR-418SS | A126603 | SOLID STATE RELAY, SSPR-EID2-2-6I, FMR | J10 - Electric Utilities | J1030 - Distribution | J1030140 - Sub Stations | 1 | EA | 1/2/1900 00:00:00 | SUBSTATION/D2 T2 XFM SD-2 RELAY #6 | SUBSTN AT D2 3-3500/1-750 KV | PWD MAYPORT
MAYPOR-418SS | A126604 | SOLID STATE RELAY, SSPR-EID2-2-7, FMR | J10 - Electric Utilities | J1030 - Distribution | J1030140 - Sub Stations | 1 | EA | 1/2/1900 00:00:00 | SUBSTATION/D2 T2 XFM SD-2 RELAY #7 | SUBSTN AT D2 3-3500/1-750 KV | PWD MAYPORT
MAYPOR-418SS | A126605 | SOLID STATE RELAY, SSPR-EID2-2-8, FMR | J10 - Electric Utilities | J1030 - Distribution | J1030140 - Sub Stations | 1 | EA | 1/2/1900 00:00:00 | SUBSTATION/D2 T2 XFM SD-2 RELAY #8 | SUBSTN AT D2 3-3500/1-750 KV | PWD MAYPORT
MAYPOR-418SS | A126606 | SOLID STATE RELAY, SSPR-EID2-3-1, FMR | J10 - Electric Utilities | J1030 - Distribution | J1030140 - Sub Stations | 1 | EA | 1/2/1900 00:00:00 | SUBSTATION/D2 T3 XFM SD-1 RELAY #1 | SUBSTN AT D2 3-3500/1-750 KV | PWD MAYPORT
MAYPOR-418SS | A126607 | SOLID STATE RELAY, SSPR-EID2-3-2, FMR | J10 - Electric Utilities | J1030 - Distribution | J1030140 - Sub Stations | 1 | EA | 1/2/1900 00:00:00 | SUBSTATION/D2 T3 XFM SD-1 RELAY #2 | SUBSTN AT D2 3-3500/1-750 KV | PWD MAYPORT
MAYPOR-418SS | A126608 | SOLID STATE RELAY, SSPR-EID2-3-3, FMR | J10 - Electric Utilities | J1030 - Distribution | J1030140 - Sub Stations | 1 | EA | 1/2/1900 00:00:00 | SUBSTATION/D2 T3 XFM SD-1 RELAY #3 | SUBSTN AT D2 3-3500/1-750 KV | PWD MAYPORT
MAYPOR-418SS | A126609 | SOLID STATE RELAY, SSPR-EID2-3-4, FMR | J10 - Electric Utilities | J1030 - Distribution | J1030140 - Sub Stations | 1 | EA | 1/2/1900 00:00:00 | SUBSTATION/D2 T3 XFM SD-1 RELAY #4 | SUBSTN AT D2 3-3500/1-750 KV | PWD MAYPORT
MAYPOR-418SS | A126610 | SOLID STATE RELAY, SSPR-EID2-3-5, FMR | J10 - Electric Utilities | J1030 - Distribution | J1030140 - Sub Stations | 1 | EA | 1/2/1900 00:00:00 | SUBSTATION/D2 T3 XFM SD-2 RELAY #5 | SUBSTN AT D2 3-3500/1-750 KV | PWD MAYPORT
MAYPOR-418SS | A126611 | SOLID STATE RELAY, SSPR-EID2-3-6, FMR | J10 - Electric Utilities | J1030 - Distribution | J1030140 - Sub Stations | 1 | EA | 1/2/1900 00:00:00 | SUBSTATION/D2 T3 XFM SD-2 RELAY #6 | SUBSTN AT D2 3-3500/1-750 KV | PWD MAYPORT
MAYPOR-418SS | A126612 | SOLID STATE RELAY, SSPR-EID2-3-7, FMR | J10 - Electric Utilities | J1030 - Distribution | J1030140 - Sub Stations | 1 | EA | 1/2/1900 00:00:00 | SUBSTATION/D2 T3 XFM SD-2 RELAY #7 | SUBSTN AT D2 3-3500/1-750 KV | PWD MAYPORT
MAYPOR-418SS | A126613 | SOLID STATE RELAY, SSPR-EID2-3-8, FMR | J10 - Electric Utilities | J1030 - Distribution | J1030140 - Sub Stations | 1 | EA | 1/2/1900 00:00:00 | SUBSTATION/D2 T3 XFM SD-2 RELAY #8 | SUBSTN AT D2 3-3500/1-750 KV | PWD MAYPORT
MAYPOR-418SS | A126614 | DYNAMIC PROTECTIVE DEVICE, CB-SD1-T1, CIRCUIT BREAKER, 600, UNKNOWN, SWITCHBOARD | J10 - Electric Utilities | J1030 - Distribution | J1030140 - Sub Stations | 1 | EA | 1/2/1900 00:00:00 | SUBSTATION/D2 T1 XFM SD-1 MAIN BREAKER | SUBSTN AT D2 3-3500/1-750 KV | PWD MAYPORT
MAYPOR-418SS | A126615 | DYNAMIC PROTECTIVE DEVICE, CB-SD2-T1, CIRCUIT BREAKER, 600, UNKNOWN, SWITCHBOARD | J10 - Electric Utilities | J1030 - Distribution | J1030140 - Sub Stations | 1 | EA | 1/2/1900 00:00:00 | SUBSTATION/D2 T1 XFM SD-2 MAIN BREAKER | SUBSTN AT D2 3-3500/1-750 KV | PWD MAYPORT
MAYPOR-418SS | A126624 | GROUND, GDS-T1-SD1, OTHER, UNK | J10 - Electric Utilities | J1030 - Distribution | J1030140 - Sub Stations | 1 | EA | 1/2/1900 00:00:00 | SUBSTATION/D3 - T-1 SURGE SUPPRESSOR | SUBSTN AT D2 3-3500/1-750 KV | PWD MAYPORT
MAYPOR-418SS | A126625 | GROUND, GDS-T1-SD2, OTHER, UNK | J10 - Electric Utilities | J1030 - Distribution | J1030140 - Sub Stations | 1 | EA | 1/2/1900 00:00:00 | SUBSTATION/D2 T1-SD2-GROUND DETECTION SYSTEM - GDS | SUBSTN AT D2 3-3500/1-750 KV | PWD MAYPORT
MAYPOR-418SS | A126626 | CONTROL SYSTEM, J-BOX-A/26, OTHER | J10 - Electric Utilities | J1030 - Distribution | J1030140 - Sub Stations | 1 | EA | 1/2/1900 00:00:00 | SUBSTATION/D2 T1-RECEPTACLE/INCORRECT, OVERHAUL POWER J-BOX | SUBSTN AT D2 3-3500/1-750 KV | PWD MAYPORT
MAYPOR-418SS | A126628 | DYNAMIC PROTECTIVE DEVICE, CB-SD1-T2, CIRCUIT BREAKER, 600, UNKNOWN, SWITCHBOARD | J10 - Electric Utilities | J1030 - Distribution | J1030140 - Sub Stations | 1 | EA | 1/2/1900 00:00:00 | SUBSTATION/D2 T2 XFM SD-1 MAIN BREAKER | SUBSTN AT D2 3-3500/1-750 KV | PWD MAYPORT
MAYPOR-418SS | A126629 | DYNAMIC PROTECTIVE DEVICE, CB-SD2-T2, CIRCUIT BREAKER, 600, UNKNOWN, SWITCHBOARD | J10 - Electric Utilities | J1030 - Distribution | J1030140 - Sub Stations | 1 | EA | 1/2/1900 00:00:00 | SUBSTATION/D2 T2 XFM SD-2 MAIN BREAKER | SUBSTN AT D2 3-3500/1-750 KV | PWD MAYPORT
MAYPOR-418SS | A126638 | GROUND, GDS-T2-SD2, OTHER, UNK | J10 - Electric Utilities | J1030 - Distribution | J1030140 - Sub Stations | 1 | EA | 1/2/1900 00:00:00 | SUBSTATION/D2 T2-SD1 480 VOLT PANEL (FEEDS A/C) | SUBSTN AT D2 3-3500/1-750 KV | PWD MAYPORT
MAYPOR-418SS | A126639 | GROUND, GDS-T2-SD2, OTHER, UNK | J10 - Electric Utilities | J1030 - Distribution | J1030140 - Sub Stations | 1 | EA | 1/2/1900 00:00:00 | SUBSTATION/D2 T2 SD2 - GROUND DETECTION | SUBSTN AT D2 3-3500/1-750 KV | PWD MAYPORT
MAYPOR-418SS | A126640 | CONTROL SYSTEM, J-BOX-B/40, OTHER | J10 - Electric Utilities | J1030 - Distribution | J1030140 - Sub Stations | 1 | EA | 1/2/1900 00:00:00 | SUBSTATION/D2 T2 SD2 - GROUND DETECTION | SUBSTN AT D2 3-3500/1-750 KV | PWD MAYPORT
MAYPOR-418SS | A126641 | DYNAMIC PROTECTIVE DEVICE, CB-SD1-T3, CIRCUIT BREAKER, 600, UNKNOWN, SWITCHBOARD | J10 - Electric Utilities | J1030 - Distribution | J1030140 - Sub Stations | 1 | EA | 1/2/1900 00:00:00 | SUBSTATION/D2 T3 XFM SD-1 MAIN BREAKER | SUBSTN AT D2 3-3500/1-750 KV | PWD MAYPORT
MAYPOR-418SS | A126642 | DYNAMIC PROTECTIVE DEVICE, CB-SD2-T3, CIRCUIT BREAKER, 600, UNKNOWN, SWITCHBOARD | J10 - Electric Utilities | J1030 - Distribution | J1030140 - Sub Stations | 1 | EA | 1/2/1900 00:00:00 | SUBSTATION/D2 T3 XFM SD-2 MAIN BREAKER | SUBSTN AT D2 3-3500/1-750 KV | PWD MAYPORT
MAYPOR-418SS | A126651 | GROUND, GDS-T3-SD1, OTHER, UNK | J10 - Electric Utilities | J1030 - Distribution | J1030140 - Sub Stations | 1 | EA | 1/2/1900 00:00:00 | SUBSTATION/D2 T2 - OVERHAUL POWER | SUBSTN AT D2 3-3500/1-750 KV | PWD MAYPORT
MAYPOR-418SS | A126652 | GROUND, GDS-T3-SD2, OTHER, UNK | J10 - Electric Utilities | J1030 - Distribution | J1030140 - Sub Stations | 1 | EA | 1/2/1900 00:00:00 | SUBSTATION/D2 T3 - SD2 - GROUND DETECTION | SUBSTN AT D2 3-3500/1-750 KV | PWD MAYPORT
MAYPOR-418SS | A126653 | CONTROL SYSTEM, J-BOX-C/53, OTHER | J10 - Electric Utilities | J1030 - Distribution | J1030140 - Sub Stations | 1 | EA | 1/2/1900 00:00:00 | SUBSTATION/D2 T3 - SD2 - GROUND DETECTION | SUBSTN AT D2 3-3500/1-750 KV | PWD MAYPORT
MAYPOR-418SS | A126654 | GROUND, TVSS-T1, OTHER, UNK | J10 - Electric Utilities | J1030 - Distribution | J1030140 - Sub Stations | 1 | EA | 1/2/1900 00:00:00 | SUBSTATION/D2 T3 - OVERHAUL POWER | SUBSTN AT D2 3-3500/1-750 KV | PWD MAYPORT
MAYPOR-418SS | A126655 | GROUND, TVSS-T2, OTHER, UNK | J10 - Electric Utilities | J1030 - Distribution | J1030140 - Sub Stations | 1 | EA | 1/2/1900 00:00:00 | SUBSTATION/D2 T-2 SURGE SUPPRESSOR | SUBSTN AT D2 3-3500/1-750 KV | PWD MAYPORT
MAYPOR-418SS | A126656 | GROUND, TVSS-T3, OTHER, UNK | J10 - Electric Utilities | J1030 - Distribution | J1030140 - Sub Stations | 1 | EA | 1/2/1900 00:00:00 | SUBSTATION/D2 T-2 SURGE SUPPRESSOR | SUBSTN AT D2 3-3500/1-750 KV | PWD MAYPORT
MAYPOR-419SS | A121791 | GROUND, TVSS-T3, OTHER, UNK | J10 - Electric Utilities | J1030 - Distribution | J1030140 - Sub Stations | 1 | EA | 1/2/1900 00:00:00 | SUBSTATION/D2 T-3 SURGE SUPPRESSOR | SUBSTATION/D3 | PWD MAYPORT
MAYPOR-419SS | A121792 | GROUND, GDS-T1-SD1, OTHER, UNK | J10 - Electric Utilities | J1030 - Distribution | J1030140 - Sub Stations | 1 | EA | 1/2/1900 00:00:00 | SUBSTATION D/3 - T1-SD1 - GROUND DETECTION | SUBSTATION/D3 | PWD MAYPORT
MAYPOR-419SS | A121793 | GROUND, GDS-T1-SD2, OTHER, UNK | J10 - Electric Utilities | J1030 - Distribution | J1030140 - Sub Stations | 1 | EA | 1/2/1900 00:00:00 | SUBSTATION D/3 - T1-SD2 - GROUND DETECTION | SUBSTATION/D3 | PWD MAYPORT
MAYPOR-419SS | A121794 | GROUND, GDS-T2-SD1, OTHER, UNK | J10 - Electric Utilities | J1030 - Distribution | J1030140 - Sub Stations | 1 | EA | 1/2/1900 00:00:00 | SUBSTATION D/3 - T2-SD1 - GROUND DETECTION | SUBSTATION/D3 | PWD MAYPORT
MAYPOR-419SS | A121795 | GROUND, GDS-T2-SD2, OTHER, UNK | J10 - Electric Utilities | J1030 - Distribution | J1030140 - Sub Stations | 1 | EA | 1/2/1900 00:00:00 | SUBSTATION D/3 - T2-SD2 - GROUND DETECTION | SUBSTATION/D3 | PWD MAYPORT
MAYPOR-419SS | A121796 | GROUND, GDS-T3-SD1, OTHER, UNK | J10 - Electric Utilities | J1030 - Distribution | J1030140 - Sub Stations | 1 | EA | 1/2/1900 00:00:00 | SUBSTATION D/3 - T3-SD1 - GROUND DETECTION | SUBSTATION/D3 | PWD MAYPORT
MAYPOR-419SS | A121797 | SWITCH UNIT, BUSS-T1, SUB STATION, OTHER, 600, SOLID | J10 - Electric Utilities | J1030 - Distribution | J1030140 - Sub Stations | 1 | EA | 1/2/1900 00:00:00 | SUBSTATION D/3 - T1 XFM SWITCHGEAR/SWITCHBOARD/BUSS BARS | SUBSTATION/D3 | PWD MAYPORT
MAYPOR-419SS | A121798 | SWITCH UNIT, BUSS-T2, SUB STATION, OTHER, 600, SOLID | J10 - Electric Utilities | J1030 - Distribution | J1030140 - Sub Stations | 1 | EA | 1/2/1900 00:00:00 | SUBSTATION D/3 - T2 XFM SWITCHGEAR/SWITCHBOARD/BUSS BARS | SUBSTATION/D3 | PWD MAYPORT
MAYPOR-419SS | A121799 | SWITCH UNIT, BUSS-T3, SUB STATION, OTHER, 600, SOLID | J10 - Electric Utilities | J1030 - Distribution | J1030140 - Sub Stations | 1 | EA | 1/2/1900 00:00:00 | SUBSTATION D/3 - T3 XFM SWITCHGEAR/SWITCHBOARD/BUSS BARS | SUBSTATION/D3 | PWD MAYPORT
MAYPOR-419SS | A126463 | UEM,Solid State Relay, SSPR-E1D3-1-8, Fmr, 600 VOLT | J10 - Electric Utilities | J1030 - Distribution | J1030140 - Sub Stations | 1 | EA | 1/2/1900 00:00:00 | SUBSTATION/D3 - T1 XFM SD-2 RELAY #8 | SUBSTATION/D3 | PWD MAYPORT
MAYPOR-419SS | A126464 | UEM,Solid State Relay, SSPR-E1D3-1-7, Fmr, 600 VOLT | J10 - Electric Utilities | J1030 - Distribution | J1030140 - Sub Stations | 1 | EA | 1/2/1900 00:00:00 | SUBSTATION/D3 - T1 XFM SD-2 RELAY #7 | SUBSTATION/D3 | PWD MAYPORT
MAYPOR-419SS | A126465 | UEM,Solid State Relay, SSPR-E1D3-1-6, Fmr, 600 VOLT | J10 - Electric Utilities | J1030 - Distribution | J1030140 - Sub Stations | 1 | EA | 1/2/1900 00:00:00 | SUBSTATION/D3 - T1 XFM SD-2 RELAY #6 | SUBSTATION/D3 | PWD MAYPORT
MAYPOR-419SS | A126466 | UEM,Solid State Relay, SSPR-E1D3-1-5, Fmr, 600 VOLT | J10 - Electric Utilities | J1030 - Distribution | J1030140 - Sub Stations | 1 | EA | 1/2/1900 00:00:00 | SUBSTATION/D3 - T1 XFM SD-2 RELAY #5 | SUBSTATION/D3 | PWD MAYPORT
MAYPOR-419SS | A126467 | UEM,Solid State Relay, SSPR-E1D3-1-4, Fmr, 600 VOLT | J10 - Electric Utilities | J1030 - Distribution | J1030140 - Sub Stations | 1 | EA | 1/2/1900 00:00:00 | SUBSTATION/D3 - T1 XFM SD-1 RELAY #4 | SUBSTATION/D3 | PWD MAYPORT
MAYPOR-419SS | A126468 | UEM,Solid State Relay, SSPR-E1D3-1-3, Fmr, 600 VOLT | J10 - Electric Utilities | J1030 - Distribution | J1030140 - Sub Stations | 1 | EA | 1/2/1900 00:00:00 | SUBSTATION/D3 - T1 XFM SD-1 RELAY #3 | SUBSTATION/D3 | PWD MAYPORT
MAYPOR-419SS | A126469 | UEM,Solid State Relay, SSPR-E1D3-1-2, Fmr, 600 VOLT | J10 - Electric Utilities | J1030 - Distribution | J1030140 - Sub Stations | 1 | EA | 1/2/1900 00:00:00 | SUBSTATION/D3 - T1 XFM SD-1 RELAY #2 | SUBSTATION/D3 | PWD MAYPORT
MAYPOR-419SS | A126470 | UEM,Solid State Relay, SSPR-E1D3-1-1, Fmr, 600 VOLT | J10 - Electric Utilities | J1030 - Distribution | J1030140 - Sub Stations | 1 | EA | 1/2/1900 00:00:00 | SUBSTATION/D3 - T1 XFM SD-1 RELAY #1 | SUBSTATION/D3 | PWD MAYPORT
MAYPOR-419SS | A126471 | UEM,Solid State Relay, SSPR-E1D3-2-1, Fmr, 600 VOLT | J10 - Electric Utilities | J1030 - Distribution | J1030140 - Sub Stations | 1 | EA | 1/2/1900 00:00:00 | SUBSTATION/D3 - T2 XFM SD-1 RELAY #1 | SUBSTATION/D3 | PWD MAYPORT
MAYPOR-419SS | A126472 | UEM,Solid State Relay, SSPR-E1D3-2-2, Fmr, 600 VOLT | J10 - Electric Utilities | J1030 - Distribution | J1030140 - Sub Stations | 1 | EA | 1/2/1900 00:00:00 | SUBSTATION/D3 - T2 XFM SD-1 RELAY #2 | SUBSTATION/D3 | PWD MAYPORT
MAYPOR-419SS | A126473 | UEM,Solid State Relay, SSPR-E1D3-2-3, Fmr, 600 VOLT | J10 - Electric Utilities | J1030 - Distribution | J1030140 - Sub Stations | 1 | EA | 1/2/1900 00:00:00 | SUBSTATION/D3 - T2 XFM SD-1 RELAY #3 | SUBSTATION/D3 | PWD MAYPORT
MAYPOR-419SS | A126474 | UEM,Solid State Relay, SSPR-E1D3-2-4, Fmr, 600 VOLT | J10 - Electric Utilities | J1030 - Distribution | J1030140 - Sub Stations | 1 | EA | 1/2/1900 00:00:00 | SUBSTATION/D3 - T2 XFM SD-1 RELAY #4 | SUBSTATION/D3 | PWD MAYPORT
MAYPOR-419SS | A126475 | UEM,Solid State Relay, SSPR-E1D3-2-5, Fmr, 600 VOLT | J10 - Electric Utilities | J1030 - Distribution | J1030140 - Sub Stations | 1 | EA | 1/2/1900 00:00:00 | SUBSTATION/D3 - T2 XFM SD-2 RELAY #5 | SUBSTATION/D3 | PWD MAYPORT
MAYPOR-419SS | A126476 | UEM,Solid State Relay, SSPR-E1D3-2-6, Fmr, 600 VOLT | J10 - Electric Utilities | J1030 - Distribution | J1030140 - Sub Stations | 1 | EA | 1/2/1900 00:00:00 | SUBSTATION/D3 - T2 XFM SD-2 RELAY #6 | SUBSTATION/D3 | PWD MAYPORT
MAYPOR-419SS | A126477 | UEM,Solid State Relay, SSPR-E1D3-2-7, Fmr, 600 VOLT | J10 - Electric Utilities | J1030 - Distribution | J1030140 - Sub Stations | 1 | EA | 1/2/1900 00:00:00 | SUBSTATION/D3 - T2 XFM SD-2 RELAY #7 | SUBSTATION/D3 | PWD MAYPORT
MAYPOR-419SS | A126478 | UEM,Solid State Relay, SSPR-E1D3-2-8, Fmr, 600 VOLT | J10 - Electric Utilities | J1030 - Distribution | J1030140 - Sub Stations | 1 | EA | 1/2/1900 00:00:00 | SUBSTATION/D3 - T2 XFM SD-2 RELAY #8 | SUBSTATION/D3 | PWD MAYPORT
MAYPOR-419SS | A126479 | UEM,Solid State Relay, SSPR-E1D3-3-1, Fmr, 600 VOLT | J10 - Electric Utilities | J1030 - Distribution | J1030140 - Sub Stations | 1 | EA | 1/2/1900 00:00:00 | SUBSTATION/D3 - T3 XFM SD-1 RELAY #1 | SUBSTATION/D3 | PWD MAYPORT
MAYPOR-419SS | A126480 | UEM,Solid State Relay, SSPR-E1D3-3-2, Fmr, 600 VOLT | J10 - Electric Utilities | J1030 - Distribution | J1030140 - Sub Stations | 1 | EA | 1/2/1900 00:00:00 | SUBSTATION/D3 - T3 XFM SD-1 RELAY #2 | SUBSTATION/D3 | PWD MAYPORT
MAYPOR-419SS | A126481 | UEM,Solid State Relay, SSPR-E1D3-3-3, Fmr, 600 VOLT | J10 - Electric Utilities | J1030 - Distribution | J1030140 - Sub Stations | 1 | EA | 1/2/1900 00:00:00 | SUBSTATION/D3 - T3 XFM SD-1 RELAY #3 | SUBSTATION/D3 | PWD MAYPORT
MAYPOR-419SS | A126482 | UEM,Solid State Relay, SSPR-E1D3-3-4, Fmr, 600 VOLT | J10 - Electric Utilities | J1030 - Distribution | J1030140 - Sub Stations | 1 | EA | 1/2/1900 00:00:00 | SUBSTATION/D3 - T3 XFM SD-1 RELAY #4 | SUBSTATION/D3 | PWD MAYPORT
MAYPOR-419SS | A126483 | UEM,Solid State Relay, SSPR-E1D3-3-5, Fmr, 600 VOLT | J10 - Electric Utilities | J1030 - Distribution | J1030140 - Sub Stations | 1 | EA | 1/2/1900 00:00:00 | SUBSTATION/D3 - T3 XFM SD-2 RELAY #5 | SUBSTATION/D3 | PWD MAYPORT
MAYPOR-419SS | A126484 | UEM,Solid State Relay, SSPR-E1D3-3-6, Fmr, 600 VOLT | J10 - Electric Utilities | J1030 - Distribution | J1030140 - Sub Stations | 1 | EA | 1/2/1900 00:00:00 | SUBSTATION/D3 - T3 XFM SD-2 RELAY #6 | SUBSTATION/D3 | PWD MAYPORT
MAYPOR-419SS | A126485 | UEM,Solid State Relay, SSPR-E1D3-3-7, Fmr, 600 VOLT | J10 - Electric Utilities | J1030 - Distribution | J1030140 - Sub Stations | 1 | EA | 1/2/1900 00:00:00 | SUBSTATION/D3 - T3 XFM SD-2 RELAY #7 | SUBSTATION/D3 | PWD MAYPORT
MAYPOR-419SS | A126486 | UEM,Solid State Relay, SSPR-E1D3-3-8, Fmr, 600 VOLT | J10 - Electric Utilities | J1030 - Distribution | J1030140 - Sub Stations | 1 | EA | 1/2/1900 00:00:00 | SUBSTATION/D3 - T3 XFM SD-2 RELAY #8 | SUBSTATION/D3 | PWD MAYPORT
MAYPOR-419SS | A126487 | DYNAMIC PROTECTIVE DEVICE, CB-T1-SD1, CIRCUIT BREAKER, 600, UNKNOWN, SWITCHBOARD | J10 - Electric Utilities | J1030 - Distribution | J1030140 - Sub Stations | 1 | EA | 1/2/1900 00:00:00 | SUBSTATION/D3 - T1 XFM SD-1 MAIN BREAKER | SUBSTATION/D3 | PWD MAYPORT
MAYPOR-419SS | A126488 | DYNAMIC PROTECTIVE DEVICE, CB-T1-SD2, CIRCUIT BREAKER, 600, UNKNOWN, SWITCHBOARD | J10 - Electric Utilities | J1030 - Distribution | J1030140 - Sub Stations | 1 | EA | 1/2/1900 00:00:00 | SUBSTATION/D3 - T1 XFM SD-2 MAIN BREAKER | SUBSTATION/D3 | PWD MAYPORT
MAYPOR-419SS | A126498 | DYNAMIC PROTECTIVE DEVICE, CB-T2-SD1, CIRCUIT BREAKER, 600, UNKNOWN, SWITCHBOARD | J10 - Electric Utilities | J1030 - Distribution | J1030140 - Sub Stations | 1 | EA | 1/2/1900 00:00:00 | SUBSTATION/D3 - T2 XFM SD-1 MAIN BREAKER | SUBSTATION/D3 | PWD MAYPORT
MAYPOR-419SS | A126499 | DYNAMIC PROTECTIVE DEVICE, CB-T2-SD2, CIRCUIT BREAKER, 600, UNKNOWN, SWITCHBOARD | J10 - Electric Utilities | J1030 - Distribution | J1030140 - Sub Stations | 1 | EA | 1/2/1900 00:00:00 | SUBSTATION/D3 - T2 XFM SD-2 MAIN BREAKER | SUBSTATION/D3 | PWD MAYPORT
MAYPOR-419SS | A126509 | DYNAMIC PROTECTIVE DEVICE, CB-T3-SD1, CIRCUIT BREAKER, 600, UNKNOWN, SWITCHBOARD | J10 - Electric Utilities | J1030 - Distribution | J1030140 - Sub Stations | 1 | EA | 1/2/1900 00:00:00 | SUBSTATION/D3 - T3 XFM SD-1 MAIN BREAKER | SUBSTATION/D3 | PWD MAYPORT
MAYPOR-419SS | A126510 | DYNAMIC PROTECTIVE DEVICE, CB-T3-SD2, CIRCUIT BREAKER, 600, UNKNOWN, SWITCHBOARD | J10 - Electric Utilities | J1030 - Distribution | J1030140 - Sub Stations | 1 | EA | 1/2/1900 00:00:00 | SUBSTATION/D3 - T3 XFM SD-2 MAIN BREAKER | SUBSTATION/D3 | PWD MAYPORT
MAYPOR-419SS | A126519 | CONTROL SYSTEM, J-BOX-A/19, OTHER | J10 - Electric Utilities | J1030 - Distribution | J1030140 - Sub Stations | 1 | EA | 1/2/1900 00:00:00 | SUBSTATION/D3 - T2 OVERHAUL POWER | SUBSTATION/D3 | PWD MAYPORT
MAYPOR-419SS | A126520 | CONTROL SYSTEM, J-BOX-B/20, OTHER | J10 - Electric Utilities | J1030 - Distribution | J1030140 - Sub Stations | 1 | EA | 1/2/1900 00:00:00 | SUBSTATION/D3 - T3 BLDG OVERHAUL POWER | SUBSTATION/D3 | PWD MAYPORT
MAYPOR-419SS | A126521 | GROUND, TVSS-T1, OTHER, UNK | J10 - Electric Utilities | J1030 - Distribution | J1030140 - Sub Stations | 1 | EA | 1/2/1900 00:00:00 | SUBSTATION/D3 - T-1 SURGE SUPPRESSOR | SUBSTATION/D3 | PWD MAYPORT
MAYPOR-419SS | A126522 | GROUND, TVSS-T2, OTHER, UNK | J10 - Electric Utilities | J1030 - Distribution | J1030140 - Sub Stations | 1 | EA | 1/2/1900 00:00:00 | SUBSTATION/D3 - T-2 SURGE SUPPRESSOR | SUBSTATION/D3 | PWD MAYPORT
MAYPOR-419SS | UMA438000348 | ENCLOSURE, ENC-419SS | J10 - Electric Utilities | J1030 - Distribution | J1030140 - Sub Stations | 1 | EA | 1/1/1980 00:00:00 |  | SUBSTATION/D3 | PWD MAYPORT
MAYPOR-419SS | UMA654000143 | UEM,Transformer, T-419-1, Distribution, Unit Substation, 2,500.0 KVA, Oil Immersed/Forced Air | J10 - Electric Utilities | J1030 - Distribution | J1030140 - Sub Stations | 1 | EA | 1/1/2000 00:00:00 | 419SS | SUBSTATION/D3 | PWD MAYPORT
MAYPOR-419SS | UMA654000144 | UEM,Transformer, T-419-2, Distribution, Unit Substation, 2,500.0 KVA, Oil Immersed/Forced Air | J10 - Electric Utilities | J1030 - Distribution | J1030140 - Sub Stations | 1 | EA | 1/1/2000 00:00:00 | 419SS | SUBSTATION/D3 | PWD MAYPORT
MAYPOR-419SS | UMA654000145 | UEM,Transformer, T-419-3, Distribution, Unit Substation, 2,500.0 KVA, Oil Immersed/Forced Air | J10 - Electric Utilities | J1030 - Distribution | J1030140 - Sub Stations | 1 | EA | 1/1/2000 00:00:00 | 419SS | SUBSTATION/D3 | PWD MAYPORT
MAYPOR-419SS | UMA654000163 | UEM,Transformer, T-419-HOUSE, Distribution, Pad Mounted, 750.0 KVA, Oil Immersed | J10 - Electric Utilities | J1030 - Distribution | J1030140 - Sub Stations | 1 | EA | 1/1/1999 00:00:00 | 419SS - HOUSE TRANSFORMER | SUBSTATION/D3 | PWD MAYPORT
MAYPOR-420SS | A121651 | UEM,Transformer, T-420-HOUSE, Distribution, Pad Mounted, 750.0 KVA, Oil Immersed | J10 - Electric Utilities | J1030 - Distribution | J1030140 - Sub Stations | 1 | EA | 1/1/1999 00:00:00 | PAD MOUNT TRANSFORMER 750KVA - 420 DELTA PIER (SUB D-4) | SUBSTATION/D4 | PWD MAYPORT
MAYPOR-420SS | A121720 | UEM,Transformer, T-420-1, Distribution, Unit Substation, 2,500.0 KVA, Oil Immersed/Forced Air | J10 - Electric Utilities | J1030 - Distribution | J1030140 - Sub Stations | 1 | EA | 1/1/1999 00:00:00 | PAD MOUNT TRANSFORMER T-1 2500KVA - 418 DELTA PIER (SUB D-4) | SUBSTATION/D4 | PWD MAYPORT
MAYPOR-420SS | A121722 | UEM,Transformer, T-420-2, Distribution, Unit Substation, 2,500.0 KVA, Oil Immersed/Forced Air | J10 - Electric Utilities | J1030 - Distribution | J1030140 - Sub Stations | 1 | EA | 1/1/1999 00:00:00 | MYP-PAD MOUNT TRANSFORMER T-2 2500KVA-QUADRANT 2N-418 DELTA PIER (SUB D-4) | SUBSTATION/D4 | PWD MAYPORT
MAYPOR-420SS | A121724 | UEM,Transformer, T-420-3, Distribution, Unit Substation, 2,500.0 KVA, Oil Immersed/Forced Air | J10 - Electric Utilities | J1030 - Distribution | J1030140 - Sub Stations | 1 | EA | 1/1/1999 00:00:00 | PAD MOUNT TRANSFORMER T-3 2500KVA - 420 DELTA PIER (SUB D-4) | SUBSTATION/D4 | PWD MAYPORT
MAYPOR-421SS | A121396 | UEM,Switch, SW-86, Pad Mounted, Sectionalizing, 35,000 VOLT, SF6 | J10 - Electric Utilities | J1030 - Distribution | J1030140 - Sub Stations | 1 | EA | 3/1/2000 00:00:00 | SWITCH 86 - 307 DELTA PIER (SUB D1) | SUBSTATION/D1 IN 421 | PWD MAYPORT
MAYPOR-421SS | A121807 | UEM,Solid State Relay, GR-D1-W, Ground, 600 VOLT | J10 - Electric Utilities | J1030 - Distribution | J1030140 - Sub Stations | 1 | EA | 1/1/1980 00:00:00 | DELTA 1 WEST, GROUND RELAY | SUBSTATION/D1 IN 421 | PWD MAYPORT
MAYPOR-421SS | A121808 | UEM,Solid State Relay, GR-D1-E, Ground, 600 VOLT | J10 - Electric Utilities | J1030 - Distribution | J1030140 - Sub Stations | 1 | EA | 1/1/1980 00:00:00 | D1 GROUND RELAY EAST | SUBSTATION/D1 IN 421 | PWD MAYPORT
MAYPOR-421SS | A121809 | SWITCH UNIT, RC-D1A, SUB STATION, LOAD BREAK, 600, AIR | J10 - Electric Utilities | J1030 - Distribution | J1030140 - Sub Stations | 1 | EA | 1/1/1980 00:00:00 | D1-A SWITCHGEAR/SWITCHBOARD/BUSS BARS | SUBSTATION/D1 IN 421 | PWD MAYPORT
MAYPOR-421SS | A121810 | SWITCH UNIT, RC-D1B, SUB STATION, LOAD BREAK, 600, AIR | J10 - Electric Utilities | J1030 - Distribution | J1030140 - Sub Stations | 1 | EA | 1/1/1980 00:00:00 | D1-B SWITCHGEAR/SWITCHBOARD/BUSS BARS | SUBSTATION/D1 IN 421 | PWD MAYPORT
MAYPOR-421SS | A121811 | SWITCH UNIT, RC-D1C, SUB STATION, LOAD BREAK, 600, AIR | J10 - Electric Utilities | J1030 - Distribution | J1030140 - Sub Stations | 1 | EA | 1/1/1980 00:00:00 | D1C SWITCHGEAR/SWITCHBOARD/BUSS BARS | SUBSTATION/D1 IN 421 | PWD MAYPORT
MAYPOR-421SS | A121812 | SWITCH UNIT, RC-D1D, SUB STATION, LOAD BREAK, 600, AIR | J10 - Electric Utilities | J1030 - Distribution | J1030140 - Sub Stations | 1 | EA | 1/1/1980 00:00:00 | D1D SWITCHGEAR/SWITCHBOARD/BUSS BARS | SUBSTATION/D1 IN 421 | PWD MAYPORT
MAYPOR-421SS | A121813 | SWITCH UNIT, RC-D1E, SUB STATION, LOAD BREAK, 600, AIR | J10 - Electric Utilities | J1030 - Distribution | J1030140 - Sub Stations | 1 | EA | 1/1/1980 00:00:00 | D1E SWITCHGEAR/SWITCHBOARD/BUSS BARS | SUBSTATION/D1 IN 421 | PWD MAYPORT
MAYPOR-421SS | A121814 | SWITCH UNIT, RC-D1F, SUB STATION, LOAD BREAK, 600, AIR | J10 - Electric Utilities | J1030 - Distribution | J1030140 - Sub Stations | 1 | EA | 1/1/1980 00:00:00 | D1F SWITCHGEAR/SWITCHBOARD/BUSS BARS | SUBSTATION/D1 IN 421 | PWD MAYPORT
MAYPOR-421SS | A121815 | SWITCH UNIT, RC-D1G, SUB STATION, LOAD BREAK, 600, AIR | J10 - Electric Utilities | J1030 - Distribution | J1030140 - Sub Stations | 1 | EA | 1/1/1980 00:00:00 | D1G SWITCHGEAR/SWITCHBOARD/BUSS BARS | SUBSTATION/D1 IN 421 | PWD MAYPORT
MAYPOR-421SS | A121817 | ENCLOSURE, ENC-421SS-W | J10 - Electric Utilities | J1030 - Distribution | J1030140 - Sub Stations | 1 | EA | 1/1/1980 00:00:00 | PIER DELTA 1 ELECTRICAL SUBSTATION ENCLOSURE | SUBSTATION/D1 IN 421 | PWD MAYPORT
MAYPOR-421SS | UMA438000307 | UEM,Solid State Relay, OCR-D1A-1, Overcurrent, 600 VOLT | J10 - Electric Utilities | J1030 - Distribution | J1030140 - Sub Stations | 1 | EA | 1/1/1980 00:00:00 |  | SUBSTATION/D1 IN 421 | PWD MAYPORT
MAYPOR-421SS | UMA438000308 | UEM,Solid State Relay, OCR-D1A-2, Overcurrent, 600 VOLT | J10 - Electric Utilities | J1030 - Distribution | J1030140 - Sub Stations | 1 | EA | 1/1/1980 00:00:00 |  | SUBSTATION/D1 IN 421 | PWD MAYPORT
MAYPOR-421SS | UMA438000309 | UEM,Solid State Relay, OCR-D1A-3, Overcurrent, 600 VOLT | J10 - Electric Utilities | J1030 - Distribution | J1030140 - Sub Stations | 1 | EA | 1/1/1980 00:00:00 |  | SUBSTATION/D1 IN 421 | PWD MAYPORT
MAYPOR-421SS | UMA438000310 | UEM,Solid State Relay, OCR-D1A-4, Overcurrent, 600 VOLT | J10 - Electric Utilities | J1030 - Distribution | J1030140 - Sub Stations | 1 | EA | 1/1/1980 00:00:00 |  | SUBSTATION/D1 IN 421 | PWD MAYPORT
MAYPOR-421SS | UMA438000312 | UEM,Solid State Relay, OCR-D1B-1, Overcurrent, 600 VOLT | J10 - Electric Utilities | J1030 - Distribution | J1030140 - Sub Stations | 1 | EA | 1/1/1980 00:00:00 |  | SUBSTATION/D1 IN 421 | PWD MAYPORT
MAYPOR-421SS | UMA438000313 | UEM,Solid State Relay, OCR-D1B-2, Overcurrent, 600 VOLT | J10 - Electric Utilities | J1030 - Distribution | J1030140 - Sub Stations | 1 | EA | 1/1/1980 00:00:00 |  | SUBSTATION/D1 IN 421 | PWD MAYPORT
MAYPOR-421SS | UMA438000314 | UEM,Solid State Relay, OCR-D1B-3, Overcurrent, 600 VOLT | J10 - Electric Utilities | J1030 - Distribution | J1030140 - Sub Stations | 1 | EA | 1/1/1980 00:00:00 |  | SUBSTATION/D1 IN 421 | PWD MAYPORT
MAYPOR-421SS | UMA438000315 | UEM,Solid State Relay, OCR-D1B-4, Overcurrent, 600 VOLT | J10 - Electric Utilities | J1030 - Distribution | J1030140 - Sub Stations | 1 | EA | 1/1/1980 00:00:00 |  | SUBSTATION/D1 IN 421 | PWD MAYPORT
MAYPOR-421SS | UMA438000316 | UEM,Solid State Relay, OCR-D1C-1, Overcurrent, 600 VOLT | J10 - Electric Utilities | J1030 - Distribution | J1030140 - Sub Stations | 1 | EA | 1/1/1980 00:00:00 |  | SUBSTATION/D1 IN 421 | PWD MAYPORT
MAYPOR-421SS | UMA438000317 | UEM,Solid State Relay, OCR-D1C-2, Overcurrent, 600 VOLT | J10 - Electric Utilities | J1030 - Distribution | J1030140 - Sub Stations | 1 | EA | 1/1/1980 00:00:00 |  | SUBSTATION/D1 IN 421 | PWD MAYPORT
MAYPOR-421SS | UMA438000318 | UEM,Solid State Relay, OCR-D1C-3, Overcurrent, 600 VOLT | J10 - Electric Utilities | J1030 - Distribution | J1030140 - Sub Stations | 1 | EA | 1/1/1980 00:00:00 |  | SUBSTATION/D1 IN 421 | PWD MAYPORT
MAYPOR-421SS | UMA438000319 | UEM,Solid State Relay, OCR-D1C-4, Overcurrent, 600 VOLT | J10 - Electric Utilities | J1030 - Distribution | J1030140 - Sub Stations | 1 | EA | 1/1/1980 00:00:00 |  | SUBSTATION/D1 IN 421 | PWD MAYPORT
MAYPOR-421SS | UMA438000320 | UEM,Solid State Relay, OCR-D1D-1, Overcurrent, 600 VOLT | J10 - Electric Utilities | J1030 - Distribution | J1030140 - Sub Stations | 1 | EA | 1/1/1980 00:00:00 |  | SUBSTATION/D1 IN 421 | PWD MAYPORT
MAYPOR-421SS | UMA438000321 | UEM,Solid State Relay, OCR-D1D-2, Overcurrent, 600 VOLT | J10 - Electric Utilities | J1030 - Distribution | J1030140 - Sub Stations | 1 | EA | 1/1/1980 00:00:00 |  | SUBSTATION/D1 IN 421 | PWD MAYPORT
MAYPOR-421SS | UMA438000322 | UEM,Solid State Relay, OCR-D1D-3, Overcurrent, 600 VOLT | J10 - Electric Utilities | J1030 - Distribution | J1030140 - Sub Stations | 1 | EA | 1/1/1980 00:00:00 |  | SUBSTATION/D1 IN 421 | PWD MAYPORT
MAYPOR-421SS | UMA438000323 | UEM,Solid State Relay, OCR-D1D-4, Overcurrent, 600 VOLT | J10 - Electric Utilities | J1030 - Distribution | J1030140 - Sub Stations | 1 | EA | 1/1/1980 00:00:00 |  | SUBSTATION/D1 IN 421 | PWD MAYPORT
MAYPOR-421SS | UMA438000324 | UEM,Solid State Relay, OCR-D1E-1, Overcurrent, 600 VOLT | J10 - Electric Utilities | J1030 - Distribution | J1030140 - Sub Stations | 1 | EA | 1/1/1980 00:00:00 |  | SUBSTATION/D1 IN 421 | PWD MAYPORT
MAYPOR-421SS | UMA438000325 | UEM,Solid State Relay, OCR-D1E-2, Overcurrent, 600 VOLT | J10 - Electric Utilities | J1030 - Distribution | J1030140 - Sub Stations | 1 | EA | 1/1/1980 00:00:00 |  | SUBSTATION/D1 IN 421 | PWD MAYPORT
MAYPOR-421SS | UMA438000326 | UEM,Solid State Relay, OCR-D1E-3, Overcurrent, 600 VOLT | J10 - Electric Utilities | J1030 - Distribution | J1030140 - Sub Stations | 1 | EA | 1/1/1980 00:00:00 |  | SUBSTATION/D1 IN 421 | PWD MAYPORT
MAYPOR-421SS | UMA438000327 | UEM,Solid State Relay, OCR-D1E-4, Overcurrent, 600 VOLT | J10 - Electric Utilities | J1030 - Distribution | J1030140 - Sub Stations | 1 | EA | 1/1/1980 00:00:00 |  | SUBSTATION/D1 IN 421 | PWD MAYPORT
MAYPOR-421SS | UMA438000328 | UEM,Solid State Relay, OCR-D1F-1, Overcurrent, 600 VOLT | J10 - Electric Utilities | J1030 - Distribution | J1030140 - Sub Stations | 1 | EA | 1/1/1980 00:00:00 |  | SUBSTATION/D1 IN 421 | PWD MAYPORT
MAYPOR-421SS | UMA438000329 | UEM,Solid State Relay, OCR-D1F-2, Overcurrent, 600 VOLT | J10 - Electric Utilities | J1030 - Distribution | J1030140 - Sub Stations | 1 | EA | 1/1/1980 00:00:00 |  | SUBSTATION/D1 IN 421 | PWD MAYPORT
MAYPOR-421SS | UMA438000330 | UEM,Solid State Relay, OCF-D1F-3, Overcurrent, 600 VOLT | J10 - Electric Utilities | J1030 - Distribution | J1030140 - Sub Stations | 1 | EA | 1/1/1980 00:00:00 |  | SUBSTATION/D1 IN 421 | PWD MAYPORT
MAYPOR-421SS | UMA438000331 | UEM,Solid State Relay, OCR-D1F-4, Overcurrent, 600 VOLT | J10 - Electric Utilities | J1030 - Distribution | J1030140 - Sub Stations | 1 | EA | 1/1/1980 00:00:00 |  | SUBSTATION/D1 IN 421 | PWD MAYPORT
MAYPOR-421SS | UMA438000332 | UEM,Solid State Relay, OCR-D1G-1, Overcurrent, 600 VOLT | J10 - Electric Utilities | J1030 - Distribution | J1030140 - Sub Stations | 1 | EA | 1/1/1980 00:00:00 |  | SUBSTATION/D1 IN 421 | PWD MAYPORT
MAYPOR-421SS | UMA438000333 | UEM,Solid State Relay, OCR-D1G-2, Overcurrent, 600 VOLT | J10 - Electric Utilities | J1030 - Distribution | J1030140 - Sub Stations | 1 | EA | 1/1/1980 00:00:00 |  | SUBSTATION/D1 IN 421 | PWD MAYPORT
MAYPOR-421SS | UMA438000334 | UEM,Solid State Relay, OCR-D1G-3, Overcurrent, 600 VOLT | J10 - Electric Utilities | J1030 - Distribution | J1030140 - Sub Stations | 1 | EA | 1/1/1980 00:00:00 |  | SUBSTATION/D1 IN 421 | PWD MAYPORT
MAYPOR-421SS | UMA438000335 | UEM,Solid State Relay, OCR-D1G-4, Overcurrent, 600 VOLT | J10 - Electric Utilities | J1030 - Distribution | J1030140 - Sub Stations | 1 | EA | 1/1/1980 00:00:00 |  | SUBSTATION/D1 IN 421 | PWD MAYPORT
MAYPOR-421SS | UMA438000336 | ENCLOSURE, ENC-421SS-E | J10 - Electric Utilities | J1030 - Distribution | J1030140 - Sub Stations | 1 | EA | 1/1/1980 00:00:00 |  | SUBSTATION/D1 IN 421 | PWD MAYPORT
MAYPOR-421SS | UMA438000337 | UEM,Transformer, T-421-2, Distribution, Unit Substation, 2,500.0 KVA, Oil Immersed/Forced Air | J10 - Electric Utilities | J1030 - Distribution | J1030140 - Sub Stations | 1 | EA | 1/1/1986 00:00:00 | MYP-PAD MOUNT TRANSFORMER 2500 KVA | SUBSTATION/D1 IN 421 | PWD MAYPORT
MAYPOR-421SS | UMA438000338 | UEM,Transformer, T-421-1, Distribution, Unit Substation, 3,750.0 KVA, Oil Immersed/Forced Air | J10 - Electric Utilities | J1030 - Distribution | J1030140 - Sub Stations | 1 | EA | 1/1/1984 00:00:00 | MYP-PAD MOUNT TRANSFORMER 3750 KVA | SUBSTATION/D1 IN 421 | PWD MAYPORT
MAYPOR-494SS | A121075 | UEM,Dynamic Protective Device, VCB-1, Circuit Breaker, 35,000 VOLT, Vacuum, Switching Station, 1200: | J10 - Electric Utilities | J1030 - Distribution | J1030130 - Switch Stations | 1 | EA | 1/1/2013 00:00:00 | MYP-OIL CIRCUIT BREAKER-CIRCUIT 1-SUB 1 | MAIN SWITCH STATION B | PWD MAYPORT
MAYPOR-494SS | A121076 | UEM,Dynamic Protective Device, VCB-2, Circuit Breaker, 35,000 VOLT, Vacuum, Switching Station, 1200: | J10 - Electric Utilities | J1030 - Distribution | J1030130 - Switch Stations | 1 | EA | 1/1/2013 00:00:00 | MYP-OIL CIRCUIT BREAKER-CIRCUIT 2-SUB 1 | MAIN SWITCH STATION B | PWD MAYPORT
MAYPOR-494SS | A121077 | UEM,Dynamic Protective Device, VCB-3, Circuit Breaker, 35,000 VOLT, Vacuum, Switching Station, 1200: | J10 - Electric Utilities | J1030 - Distribution | J1030130 - Switch Stations | 1 | EA | 1/1/2017 00:00:00 | MYP-OIL CIRCUIT BREAKER-CIRCUIT 3-SUB 1 | MAIN SWITCH STATION B | PWD MAYPORT
MAYPOR-494SS | A121078 | UEM,Dynamic Protective Device, VCB-4, Circuit Breaker, 35,000 VOLT, Vacuum, Switching Station, 1200: | J10 - Electric Utilities | J1030 - Distribution | J1030130 - Switch Stations | 1 | EA | 1/1/2017 00:00:00 | MYP-OIL CIRCUIT BREAKER-CIRCUIT 4-SUB 1 | MAIN SWITCH STATION B | PWD MAYPORT
MAYPOR-494SS | A121079 | UEM,Dynamic Protective Device, VCB-5, Circuit Breaker, 35,000 VOLT, Vacuum, Switching Station, 1200: | J10 - Electric Utilities | J1030 - Distribution | J1030130 - Switch Stations | 1 | EA | 1/1/1999 00:00:00 | MYP-VACUUM CIRCUIT BREAKER-CIRCUIT 5-SUB 1 | MAIN SWITCH STATION B | PWD MAYPORT
MAYPOR-494SS | S369582 | UEM,Electric Meter, S369582, Master, 36148553 | J10 - Electric Utilities | J1030 - Distribution | J1030140 - Sub Stations | 1 | EA | 2/3/2007 00:00:00 | Top meter of Circuit #1 | MAIN SWITCH STATION B | PWD MAYPORT
MAYPOR-494SS | S369621 | UEM,Electric Meter, S369621, Master, 36148554 | J10 - Electric Utilities | J1030 - Distribution | J1030140 - Sub Stations | 1 | EA | 2/4/2007 00:00:00 | Top meter of Circuit #2 | MAIN SWITCH STATION B | PWD MAYPORT
MAYPOR-494SS | S369622 | UEM,Electric Meter, S369622, Master, 36148555 | J10 - Electric Utilities | J1030 - Distribution | J1030140 - Sub Stations | 1 | EA | 2/4/2007 00:00:00 | Top Meter for Circuit #3 | MAIN SWITCH STATION B | PWD MAYPORT
MAYPOR-494SS | S369623 | UEM,Electric Meter, S369623, Master, 36148561 | J10 - Electric Utilities | J1030 - Distribution | J1030140 - Sub Stations | 1 | EA | 2/4/2007 00:00:00 | Top meter of Circuit #7 | MAIN SWITCH STATION B | PWD MAYPORT
MAYPOR-494SS | S369624 | UEM,Electric Meter, S369624, Master, 36148562 | J10 - Electric Utilities | J1030 - Distribution | J1030140 - Sub Stations | 1 | EA | 2/4/2007 00:00:00 | Circuit #6 top meter | MAIN SWITCH STATION B | PWD MAYPORT
MAYPOR-494SS | S369625 | UEM,Electric Meter, S369625, Master, 36148563 | J10 - Electric Utilities | J1030 - Distribution | J1030140 - Sub Stations | 1 | EA | 2/4/2007 00:00:00 | feeds wharves A & D top meter Circuit #5 | MAIN SWITCH STATION B | PWD MAYPORT
MAYPOR-494SS | S369626 | UEM,Electric Meter, S369626, Master, 36148564 | J10 - Electric Utilities | J1030 - Distribution | J1030140 - Sub Stations | 1 | EA | 2/4/2007 00:00:00 | Circuit #4 top meter | MAIN SWITCH STATION B | PWD MAYPORT
MAYPOR-494SS | S391391 | UEM,Switch, G-1444, Switching Station, Load Break, 35,000 VOLT, Air | J10 - Electric Utilities | J1030 - Distribution | J1030130 - Switch Stations | 1 | EA | 7/6/2000 00:00:00 | MAIN SUBSTATION GROUP SWITCHES | MAIN SWITCH STATION B | PWD MAYPORT
MAYPOR-494SS | S391392 | UEM,Switch, G-1443, Switching Station, Load Break, 35,000 VOLT, Air | J10 - Electric Utilities | J1030 - Distribution | J1030130 - Switch Stations | 1 | EA | 7/4/2000 00:00:00 | MAIN SUBSTATION GROUP SWITCHES | MAIN SWITCH STATION B | PWD MAYPORT
MAYPOR-494SS | UMA654D00005 | UEM,Switch, G-4924, Switching Station, Load Break, 35,000 VOLT, Air | J10 - Electric Utilities | J1030 - Distribution | J1030130 - Switch Stations | 1 | EA | 1/1/2000 00:00:00 | VCB 2 LINE / LOAD SIDE SWITCHES AND GROUP SWITCH BYPASS | MAIN SWITCH STATION B | PWD MAYPORT
MAYPOR-494SS | UMA654D00006 | UEM,Switch, G-4967, Switching Station, Load Break, 35,000 VOLT, Air | J10 - Electric Utilities | J1030 - Distribution | J1030130 - Switch Stations | 1 | EA | 1/1/2000 00:00:00 | VCB 1 LINE / LOAD SIDE SWITCHES AND GROUP SWITCH BYPASS | MAIN SWITCH STATION B | PWD MAYPORT
MAYPOR-494SS | UMA433000010 | UEM,Dynamic Protective Device, VCB-6, Circuit Breaker, 35,000 VOLT, Vacuum, Switching Station, 1200: | J10 - Electric Utilities | J1030 - Distribution | J1030130 - Switch Stations | 1 | EA | 1/1/2002 00:00:00 | VCB-6 | MAIN SWITCH STATION B | PWD MAYPORT
MAYPOR-494SS | UMA433000011 | UEM,Dynamic Protective Device, VCB-7, Circuit Breaker, 35,000 VOLT, Vacuum, Switching Station, 1200: | J10 - Electric Utilities | J1030 - Distribution | J1030130 - Switch Stations | 1 | EA | 1/1/2002 00:00:00 | VCB-7 | MAIN SWITCH STATION B | PWD MAYPORT
MAYPOR-494SS | UMA433000012 | UEM,Switch, G-4987, Switching Station, Load Break, 35,000 VOLT, Air | J10 - Electric Utilities | J1030 - Distribution | J1030130 - Switch Stations | 7 | EA | 1/1/1983 00:00:00 | GROUP SWITCH 4987 - CIRCUIT 6/7 TIE | MAIN SWITCH STATION B | PWD MAYPORT
MAYPOR-494SS | UMA433000013 | UEM,Transformer, T-494-1-HOUSE, Distribution, Pole Mounted, 25.0 KVA, Oil Immersed | J10 - Electric Utilities | J1030 - Distribution | J1030140 - Sub Stations | 1 | EA | 1/1/1983 00:00:00 | MAIN SUB HOUSE TRANSFORMER 1 | MAIN SWITCH STATION B | PWD MAYPORT
MAYPOR-494SS | UMA433000014 | BATTERY SYSTEM, BAT-1, SUBSTATION CONTROL, NICKEL-CADMIUM, 48VDC | J10 - Electric Utilities | J1030 - Distribution | J1030130 - Switch Stations | 1 | EA | 1/1/2000 00:00:00 |  | MAIN SWITCH STATION B | PWD MAYPORT
MAYPOR-494SS | UMA433000403 | UEM,Switch, G-4960, Switching Station, Tie, 35,000 VOLT, Air | J10 - Electric Utilities | J1030 - Distribution | J1030130 - Switch Stations | 1 | EA | 1/1/1980 00:00:00 | BUS TIE 591/599 | MAIN SWITCH STATION B | PWD MAYPORT
MAYPOR-494SS | UMA433000404 | UEM,Transformer, T-494-2-HOUSE, Distribution, Pole Mounted, 25.0 KVA, Oil Immersed | J10 - Electric Utilities | J1030 - Distribution | J1030140 - Sub Stations | 1 | EA | 1/1/1980 00:00:00 |  | MAIN SWITCH STATION B | PWD MAYPORT
MAYPOR-494SS | UMA433000405 | UEM,Switch, G-3722, Switching Station, Load Break, 35,000 VOLT, Air | J10 - Electric Utilities | J1030 - Distribution | J1030130 - Switch Stations | 1 | EA | 1/1/1983 00:00:00 | CIRCUIT 7 FEED GROUP SWITCH | MAIN SWITCH STATION B | PWD MAYPORT
MAYPOR-494SS | UMA433000406 | UEM,Switch, G-4919, Switching Station, Load Break, 35,000 VOLT, Air | J10 - Electric Utilities | J1030 - Distribution | J1030130 - Switch Stations | 7 | EA | 1/1/1983 00:00:00 | CIRCUIT 6 FEED GROUP SWITCH | MAIN SWITCH STATION B | PWD MAYPORT
MAYPOR-494SS | UMA433000407 | UEM,Switch, G-4898, Switching Station, Tie, 35,000 VOLT, Air | J10 - Electric Utilities | J1030 - Distribution | J1030130 - Switch Stations | 3 | EA | 1/1/1983 00:00:00 | BUS TIE 591/592 | MAIN SWITCH STATION B | PWD MAYPORT
MAYPOR-494SS | UMA433000408 | UEM,Switch, G-4920, Switching Station, Tie, 35,000 VOLT, Air | J10 - Electric Utilities | J1030 - Distribution | J1030130 - Switch Stations | 3 | EA | 1/1/1983 00:00:00 | BUS TIE 592/599 | MAIN SWITCH STATION B | PWD MAYPORT
MAYPOR-494SS | UMA654000001 | UEM,Dynamic Protective Device, Circuit Breaker, 35,000 VOLT, Vacuum, Pad Mounted | J10 - Electric Utilities | J1030 - Distribution | J1030140 - Sub Stations | 1 | EA | 1/1/2002 00:00:00 |  | MAIN SWITCH STATION B | PWD MAYPORT
MAYPOR-494SS | UMA654000002 | UEM,Dynamic Protective Device, Circuit Breaker, 35,000 VOLT, Vacuum, Pad Mounted | J10 - Electric Utilities | J1030 - Distribution | J1030140 - Sub Stations | 1 | EA | 1/1/2002 00:00:00 |  | MAIN SWITCH STATION B | PWD MAYPORT
MAYPOR-494SS | UMA654000007 | UEM,Switch, G-4921, Switching Station, Load Break, 35,000 VOLT, Air | J10 - Electric Utilities | J1030 - Distribution | J1030130 - Switch Stations | 1 | EA | 1/1/2000 00:00:00 | VCB 3 LINE / LOAD SIDE SWITCHES AND GROUP SWITCH BYPASS | MAIN SWITCH STATION B | PWD MAYPORT
MAYPOR-494SS | UMA654000008 | UEM,Switch, G-4922, Switching Station, Load Break, 35,000 VOLT, Air | J10 - Electric Utilities | J1030 - Distribution | J1030130 - Switch Stations | 1 | EA | 1/1/2000 00:00:00 | VCB 4 LINE / LOAD SIDE SWITCHES AND GROUP SWITCH BYPASS | MAIN SWITCH STATION B | PWD MAYPORT
MAYPOR-494SS | UMA654000009 | UEM,Switch, G-4923, Switching Station, Load Break, 35,000 VOLT, Air | J10 - Electric Utilities | J1030 - Distribution | J1030130 - Switch Stations | 1 | EA | 1/1/2000 00:00:00 | VCB 5 LINE / LOAD SIDE SWITCHES AND GROUP SWITCH BYPASS | MAIN SWITCH STATION B | PWD MAYPORT
MAYPOR-494SS | UMA654000010 | UEM,Switch, G-4988, Switching Station, Load Break, 35,000 VOLT, Air | J10 - Electric Utilities | J1030 - Distribution | J1030130 - Switch Stations | 1 | EA | 1/1/2000 00:00:00 | VCB 6 LINE / LOAD SIDE SWITCHES AND GROUP SWITCH BYPASS | MAIN SWITCH STATION B | PWD MAYPORT
MAYPOR-494SS | UMA654000011 | UEM,Switch, G-4989, Switching Station, Load Break, 35,000 VOLT, Air | J10 - Electric Utilities | J1030 - Distribution | J1030130 - Switch Stations | 1 | EA | 1/1/2000 00:00:00 | VCB 7 LINE / LOAD SIDE SWITCHES AND GROUP SWITCH BYPASS | MAIN SWITCH STATION B | PWD MAYPORT
MAYPOR-496SS | A121290 | VOLTAGE REGULATOR, REG2, PADMOUNT, UNIT SUBSTATION, 667 | J10 - Electric Utilities | J1030 - Distribution | J1030130 - Switch Stations | 1 | EA | 1/1/2000 00:00:00 | MYP-REGULATOR-QUADRANT 2N-496A MASSEY AVE | ELECT SUB STA IN BLDG 496 | PWD MAYPORT
MAYPOR-496SS | A121291 | VOLTAGE REGULATOR, REG3, PADMOUNT, UNIT SUBSTATION, 667 | J10 - Electric Utilities | J1030 - Distribution | J1030130 - Switch Stations | 1 | EA | 1/1/2000 00:00:00 | MYP-REGULATOR-QUADRANT 2N-496B MASSEY AVE | ELECT SUB STA IN BLDG 496 | PWD MAYPORT
MAYPOR-496SS | A121671 | UEM,Transformer, T-496-HOUSE, Distribution, Pad Mounted, 112.5 KVA, Oil Immersed | J10 - Electric Utilities | J1030 - Distribution | J1030140 - Sub Stations | 1 | EA | 1/1/2000 00:00:00 | PAD MOUNT TRANSFORMER 112.5KVA - 496 MASSEY AVE | ELECT SUB STA IN BLDG 496 | PWD MAYPORT
MAYPOR-496SS | S369639 | UEM,Electric Meter, S369639, Delivery, 36148536 | J10 - Electric Utilities | J1030 - Distribution | J1030120 - Support Structures | 1 | EA | 2/4/2007 00:00:00 | Located at Bldg. 496 substation for REGULATORS | ELECT SUB STA IN BLDG 496 | PWD MAYPORT
MAYPOR-496SS | UMA433000007 | CAPACITOR BANK, CAP1, SWITCHED BANK CAPACITOR | J10 - Electric Utilities | J1030 - Distribution | J1030130 - Switch Stations | 1 | EA | 1/1/2000 00:00:00 |  | ELECT SUB STA IN BLDG 496 | PWD MAYPORT
MAYPOR-932 | S366227 | UEM,Electric Meter, M-SE_03_EL_PD_BSW_1, Delivery | J10 - Electric Utilities | J1030 - Distribution | J1030150 - Circuits | 1 | LF | 1/1/2012 00:00:00 | EDWARDS AVE BENNETT SHORES W MAIN TIE-IN | PUBLIC QUARTERS ENLISTED | PWD MAYPORT
MAYPOR-1253 | A121639 | UEM,Transformer, T-1253, Distribution, Pad Mounted, 3,750.0 KVA, Oil Immersed | J10 - Electric Utilities | J1030 - Distribution | J1030140 - Sub Stations | 1 | EA | 1/1/2017 00:00:00 | PAD MOUNT TRANSFORMER 3750KVA - 384 MAIN ST (CHARLIE 1) | SWITCHING SUB STATION SHELTER | PWD MAYPORT
MAYPOR-1253 | A121818 | SOLID STATE RELAY, SSPR-GROUND, SS PROT | J10 - Electric Utilities | J1030 - Distribution | J1030140 - Sub Stations | 1 | EA | 1/2/1900 00:00:00 | B1253 | SWITCHING SUB STATION SHELTER | PWD MAYPORT
MAYPOR-1253 | A121827 | ENCLOSURE, B1253 | J10 - Electric Utilities | J1030 - Distribution | J1030140 - Sub Stations | 1 | EA | 1/2/1900 00:00:00 | PIER C 1 EAST ELECTRICAL SUBSTATION ENCLOSURE | SWITCHING SUB STATION SHELTER | PWD MAYPORT
MAYPOR-1253 | A127332 | SOLID STATE RELAY, SSPR-C-1-C-1, SS PROT | J10 - Electric Utilities | J1030 - Distribution | J1030140 - Sub Stations | 1 | EA | 1/2/1900 00:00:00 | B1253 | SWITCHING SUB STATION SHELTER | PWD MAYPORT
MAYPOR-1253 | A127333 | SOLID STATE RELAY, SSPR-C-1-C-2, SS PROT | J10 - Electric Utilities | J1030 - Distribution | J1030140 - Sub Stations | 1 | EA | 1/2/1900 00:00:00 | B1253 | SWITCHING SUB STATION SHELTER | PWD MAYPORT
MAYPOR-1253 | A127334 | SOLID STATE RELAY, SSPR-C-1-C-3, SS PROT | J10 - Electric Utilities | J1030 - Distribution | J1030140 - Sub Stations | 1 | EA | 1/2/1900 00:00:00 | B1253 | SWITCHING SUB STATION SHELTER | PWD MAYPORT
MAYPOR-1253 | A127335 | SOLID STATE RELAY, SSPR-C-1-C-4, SS PROT | J10 - Electric Utilities | J1030 - Distribution | J1030140 - Sub Stations | 1 | EA | 1/2/1900 00:00:00 | B1253 | SWITCHING SUB STATION SHELTER | PWD MAYPORT
MAYPOR-1253 | A127336 | SOLID STATE RELAY, SSPR-C-1-B-1, SS PROT | J10 - Electric Utilities | J1030 - Distribution | J1030140 - Sub Stations | 1 | EA | 1/2/1900 00:00:00 | B1253 | SWITCHING SUB STATION SHELTER | PWD MAYPORT
MAYPOR-1253 | A127337 | SOLID STATE RELAY, SSPR-C-1-B-2, SS PROT | J10 - Electric Utilities | J1030 - Distribution | J1030140 - Sub Stations | 1 | EA | 1/2/1900 00:00:00 | B1253 | SWITCHING SUB STATION SHELTER | PWD MAYPORT
MAYPOR-1253 | A127338 | SOLID STATE RELAY, SSPR-C-1-B-3, SS PROT | J10 - Electric Utilities | J1030 - Distribution | J1030140 - Sub Stations | 1 | EA | 1/2/1900 00:00:00 | B1253 | SWITCHING SUB STATION SHELTER | PWD MAYPORT
MAYPOR-1253 | A127339 | SOLID STATE RELAY, SSPR-C-1-B-4, SS PROT | J10 - Electric Utilities | J1030 - Distribution | J1030140 - Sub Stations | 1 | EA | 1/2/1900 00:00:00 | B1253 | SWITCHING SUB STATION SHELTER | PWD MAYPORT
MAYPOR-1253 | A127340 | SOLID STATE RELAY, SSPR-C-1-A-1, SS PROT | J10 - Electric Utilities | J1030 - Distribution | J1030140 - Sub Stations | 1 | EA | 1/2/1900 00:00:00 | B1253 | SWITCHING SUB STATION SHELTER | PWD MAYPORT
MAYPOR-1253 | A127341 | SOLID STATE RELAY, SSPR-C-1-A-2, SS PROT | J10 - Electric Utilities | J1030 - Distribution | J1030140 - Sub Stations | 1 | EA | 1/2/1900 00:00:00 | B1253 | SWITCHING SUB STATION SHELTER | PWD MAYPORT
MAYPOR-1253 | A127342 | SOLID STATE RELAY, SSPR-C-1-A-3, SS PROT | J10 - Electric Utilities | J1030 - Distribution | J1030140 - Sub Stations | 1 | EA | 1/2/1900 00:00:00 | B1253 | SWITCHING SUB STATION SHELTER | PWD MAYPORT
MAYPOR-1253 | A127343 | SOLID STATE RELAY, SSPR-C-1-A-4, SS PROT | J10 - Electric Utilities | J1030 - Distribution | J1030140 - Sub Stations | 1 | EA | 1/2/1900 00:00:00 | B1253 | SWITCHING SUB STATION SHELTER | PWD MAYPORT
MAYPOR-1253 | A127344 | DYNAMIC PROTECTIVE DEVICE, CB-C-1-C, CIRCUIT BREAKER, 600, UNKNOWN, SWITCHBOARD | J10 - Electric Utilities | J1030 - Distribution | J1030140 - Sub Stations | 1 | EA | 1/2/1900 00:00:00 | B1252 | SWITCHING SUB STATION SHELTER | PWD MAYPORT
MAYPOR-1253 | A127349 | DYNAMIC PROTECTIVE DEVICE, CB-C-1-B, CIRCUIT BREAKER, 600, UNKNOWN, SWITCHBOARD | J10 - Electric Utilities | J1030 - Distribution | J1030140 - Sub Stations | 1 | EA | 1/2/1900 00:00:00 | B1252 | SWITCHING SUB STATION SHELTER | PWD MAYPORT
MAYPOR-1253 | A127402 | DYNAMIC PROTECTIVE DEVICE, CB-C-1-A, CIRCUIT BREAKER, 600, UNKNOWN, SWITCHBOARD | J10 - Electric Utilities | J1030 - Distribution | J1030140 - Sub Stations | 1 | EA | 1/2/1900 00:00:00 | B1252 | SWITCHING SUB STATION SHELTER | PWD MAYPORT
MAYPOR-1257 | A121643 | UEM,Transformer, T-1257, Distribution, Pad Mounted, 3,750.0 KVA, Oil Immersed | J10 - Electric Utilities | J1030 - Distribution | J1030140 - Sub Stations | 1 | EA | 1/1/2016 00:00:00 | PAD MOUNT TRANSFORMER 3750KVA - 398 MAIN ST - C2 480V | SWITCHING SUBSTATION SHELTER | PWD MAYPORT
MAYPOR-1257 | A121828 | UEM,Solid State Relay, SSPR-C2-GROUND-W, Ground, 600 VOLT | J10 - Electric Utilities | J1030 - Distribution | J1030140 - Sub Stations | 1 | EA | 1/2/1900 00:00:00 | PIER C 2 WEST - B1257 | SWITCHING SUBSTATION SHELTER | PWD MAYPORT
MAYPOR-1257 | A121832 | ENCLOSURE, B1257 | J10 - Electric Utilities | J1030 - Distribution | J1030140 - Sub Stations | 1 | EA | 1/2/1900 00:00:00 | PIER C 2 WEST ELECTRICAL SUBSTATION ENCLOSURE | SWITCHING SUBSTATION SHELTER | PWD MAYPORT
MAYPOR-1257 | A126808 | SOLID STATE RELAY, SSPR-C-2-D-1, SS PROT | J10 - Electric Utilities | J1030 - Distribution | J1030140 - Sub Stations | 1 | EA | 1/2/1900 00:00:00 | PIER C 2 WEST | SWITCHING SUBSTATION SHELTER | PWD MAYPORT
MAYPOR-1257 | A126809 | SOLID STATE RELAY, SSPR-C-2-D-2, SS PROT | J10 - Electric Utilities | J1030 - Distribution | J1030140 - Sub Stations | 1 | EA | 1/2/1900 00:00:00 | PIER C 2 WEST | SWITCHING SUBSTATION SHELTER | PWD MAYPORT
MAYPOR-1257 | A126810 | SOLID STATE RELAY, SSPR-C-2-D-3, SS PROT | J10 - Electric Utilities | J1030 - Distribution | J1030140 - Sub Stations | 1 | EA | 1/2/1900 00:00:00 | PIER C 2 WEST | SWITCHING SUBSTATION SHELTER | PWD MAYPORT
MAYPOR-1257 | A126811 | SOLID STATE RELAY, SSPR-C-2-D-4, SS PROT | J10 - Electric Utilities | J1030 - Distribution | J1030140 - Sub Stations | 1 | EA | 1/2/1900 00:00:00 | PIER C 2 WEST | SWITCHING SUBSTATION SHELTER | PWD MAYPORT
MAYPOR-1257 | A126812 | SOLID STATE RELAY, SSPR-C-2-E-1, SS PROT | J10 - Electric Utilities | J1030 - Distribution | J1030140 - Sub Stations | 1 | EA | 1/2/1900 00:00:00 | PIER C 2 WEST | SWITCHING SUBSTATION SHELTER | PWD MAYPORT
MAYPOR-1257 | A126813 | SOLID STATE RELAY, SSPR-C-2-E-2, SS PROT | J10 - Electric Utilities | J1030 - Distribution | J1030140 - Sub Stations | 1 | EA | 1/2/1900 00:00:00 | PIER C 2 WEST | SWITCHING SUBSTATION SHELTER | PWD MAYPORT
MAYPOR-1257 | A126814 | SOLID STATE RELAY, SSPR-C-2-E-3, SS PROT | J10 - Electric Utilities | J1030 - Distribution | J1030140 - Sub Stations | 1 | EA | 1/2/1900 00:00:00 | PIER C 2 WEST | SWITCHING SUBSTATION SHELTER | PWD MAYPORT
MAYPOR-1257 | A126815 | SOLID STATE RELAY, SSPR-C-2-E-4, SS PROT | J10 - Electric Utilities | J1030 - Distribution | J1030140 - Sub Stations | 1 | EA | 1/2/1900 00:00:00 | PIER C 2 WEST | SWITCHING SUBSTATION SHELTER | PWD MAYPORT
MAYPOR-1257 | A126816 | SOLID STATE RELAY, SSPR-C-2-F-1, SS PROT | J10 - Electric Utilities | J1030 - Distribution | J1030140 - Sub Stations | 1 | EA | 1/2/1900 00:00:00 | PIER C 2 WEST | SWITCHING SUBSTATION SHELTER | PWD MAYPORT
MAYPOR-1257 | A126817 | SOLID STATE RELAY, SSPR-C-2-F-2, SS PROT | J10 - Electric Utilities | J1030 - Distribution | J1030140 - Sub Stations | 1 | EA | 1/2/1900 00:00:00 | PIER C 2 WEST | SWITCHING SUBSTATION SHELTER | PWD MAYPORT
MAYPOR-1257 | A126818 | SOLID STATE RELAY, SSPR-C-2-F-3, SS PROT | J10 - Electric Utilities | J1030 - Distribution | J1030140 - Sub Stations | 1 | EA | 1/2/1900 00:00:00 | PIER C 2 WEST | SWITCHING SUBSTATION SHELTER | PWD MAYPORT
MAYPOR-1257 | A126819 | SOLID STATE RELAY, SSPR-C-2-F-4, SS PROT | J10 - Electric Utilities | J1030 - Distribution | J1030140 - Sub Stations | 1 | EA | 1/2/1900 00:00:00 | PIER C 2 WEST | SWITCHING SUBSTATION SHELTER | PWD MAYPORT
MAYPOR-1257 | A126820 | DYNAMIC PROTECTIVE DEVICE, CB-C-2-D, CIRCUIT BREAKER, 600, UNKNOWN, SWITCHBOARD | J10 - Electric Utilities | J1030 - Distribution | J1030140 - Sub Stations | 1 | EA | 1/2/1900 00:00:00 | PIER C 2 WEST | SWITCHING SUBSTATION SHELTER | PWD MAYPORT
MAYPOR-1257 | A126825 | DYNAMIC PROTECTIVE DEVICE, CB-C-2-E, CIRCUIT BREAKER, 600, UNKNOWN, SWITCHBOARD | J10 - Electric Utilities | J1030 - Distribution | J1030140 - Sub Stations | 1 | EA | 1/2/1900 00:00:00 | PIER C 2 WEST | SWITCHING SUBSTATION SHELTER | PWD MAYPORT
MAYPOR-1257 | A126830 | DYNAMIC PROTECTIVE DEVICE, CB-C-2-F, CIRCUIT BREAKER, 600, UNKNOWN, SWITCHBOARD | J10 - Electric Utilities | J1030 - Distribution | J1030140 - Sub Stations | 1 | EA | 1/2/1900 00:00:00 | PIER C 2 WEST | SWITCHING SUBSTATION SHELTER | PWD MAYPORT
MAYPOR-1258 | A121644 | UEM,Transformer, T-1258, Distribution, Pad Mounted, 3,750.0 KVA, Oil Immersed | J10 - Electric Utilities | J1030 - Distribution | J1030140 - Sub Stations | 1 | EA | 1/1/2016 00:00:00 | PAD MOUNT TRANSFORMER 3750KVA - 398 MAIN ST - C-2 Wharf 480V | Mayport-Electric-Substation-C-2 Pier | PWD MAYPORT
MAYPOR-1258 | A121833 | SOLID STATE RELAY, SSPR-C2-GROUND-E, SS PROT | J10 - Electric Utilities | J1030 - Distribution | J1030140 - Sub Stations | 1 | EA | 1/2/1900 00:00:00 | B1258 | Mayport-Electric-Substation-C-2 Pier | PWD MAYPORT
MAYPOR-1258 | A121837 | ENCLOSURE, B1258 | J10 - Electric Utilities | J1030 - Distribution | J1030140 - Sub Stations | 1 | EA | 1/2/1900 00:00:00 | PIER C 2 EAST ELECTRICAL SUBSTATION ENCLOSURE | Mayport-Electric-Substation-C-2 Pier | PWD MAYPORT
MAYPOR-1258 | A126982 | DYNAMIC PROTECTIVE DEVICE, CB-C-2-A, CIRCUIT BREAKER, 600, UNKNOWN, SWITCHBOARD | J10 - Electric Utilities | J1030 - Distribution | J1030140 - Sub Stations | 1 | EA | 1/2/1900 00:00:00 |  | Mayport-Electric-Substation-C-2 Pier | PWD MAYPORT
MAYPOR-1258 | A126983 | SOLID STATE RELAY, SSPR-C-2-A-1, SS PROT | J10 - Electric Utilities | J1030 - Distribution | J1030140 - Sub Stations | 1 | EA | 1/2/1900 00:00:00 | PIER C 2 EAST | Mayport-Electric-Substation-C-2 Pier | PWD MAYPORT
MAYPOR-1258 | A126984 | SOLID STATE RELAY, SSPR-C-2-A-2, SS PROT | J10 - Electric Utilities | J1030 - Distribution | J1030140 - Sub Stations | 1 | EA | 1/2/1900 00:00:00 | PIER C 2 EAST | Mayport-Electric-Substation-C-2 Pier | PWD MAYPORT
MAYPOR-1258 | A126985 | SOLID STATE RELAY, SSPR-C-2-A-3, SS PROT | J10 - Electric Utilities | J1030 - Distribution | J1030140 - Sub Stations | 1 | EA | 1/2/1900 00:00:00 | PIER C 2 EAST | Mayport-Electric-Substation-C-2 Pier | PWD MAYPORT
MAYPOR-1258 | A126986 | SOLID STATE RELAY, SSPR-C-2-A-4, SS PROT | J10 - Electric Utilities | J1030 - Distribution | J1030140 - Sub Stations | 1 | EA | 1/2/1900 00:00:00 | PIER C 2 EAST | Mayport-Electric-Substation-C-2 Pier | PWD MAYPORT
MAYPOR-1258 | A126991 | DYNAMIC PROTECTIVE DEVICE, CB-C-2-B, CIRCUIT BREAKER, 600, UNKNOWN, SWITCHBOARD | J10 - Electric Utilities | J1030 - Distribution | J1030140 - Sub Stations | 1 | EA | 1/2/1900 00:00:00 |  | Mayport-Electric-Substation-C-2 Pier | PWD MAYPORT
MAYPOR-1258 | A126992 | SOLID STATE RELAY, SSPR-C-2-B-1, SS PROT | J10 - Electric Utilities | J1030 - Distribution | J1030140 - Sub Stations | 1 | EA | 1/2/1900 00:00:00 | PIER C 2 EAST | Mayport-Electric-Substation-C-2 Pier | PWD MAYPORT
MAYPOR-1258 | A126993 | SOLID STATE RELAY, SSPR-C-2-B-2, SS PROT | J10 - Electric Utilities | J1030 - Distribution | J1030140 - Sub Stations | 1 | EA | 1/2/1900 00:00:00 | PIER C 2 EAST | Mayport-Electric-Substation-C-2 Pier | PWD MAYPORT
MAYPOR-1258 | A126994 | SOLID STATE RELAY, SSPR-C-2-B-3, SS PROT | J10 - Electric Utilities | J1030 - Distribution | J1030140 - Sub Stations | 1 | EA | 1/2/1900 00:00:00 | PIER C 2 EAST | Mayport-Electric-Substation-C-2 Pier | PWD MAYPORT
MAYPOR-1258 | A126995 | SOLID STATE RELAY, SSPR-C-2-B-4, SS PROT | J10 - Electric Utilities | J1030 - Distribution | J1030140 - Sub Stations | 1 | EA | 1/2/1900 00:00:00 | PIER C 2 EAST | Mayport-Electric-Substation-C-2 Pier | PWD MAYPORT
MAYPOR-1258 | A127000 | DYNAMIC PROTECTIVE DEVICE, CB-C-2-C, CIRCUIT BREAKER, 600, UNKNOWN, SWITCHBOARD | J10 - Electric Utilities | J1030 - Distribution | J1030140 - Sub Stations | 1 | EA | 1/2/1900 00:00:00 |  | Mayport-Electric-Substation-C-2 Pier | PWD MAYPORT
MAYPOR-1258 | A127001 | SOLID STATE RELAY, SSPR-C-2-C-1, SS PROT | J10 - Electric Utilities | J1030 - Distribution | J1030140 - Sub Stations | 1 | EA | 1/2/1900 00:00:00 | PIER C 2 EAST | Mayport-Electric-Substation-C-2 Pier | PWD MAYPORT
MAYPOR-1258 | A127002 | SOLID STATE RELAY, SSPR-C-2-C-2, SS PROT | J10 - Electric Utilities | J1030 - Distribution | J1030140 - Sub Stations | 1 | EA | 1/2/1900 00:00:00 | PIER C 2 EAST | Mayport-Electric-Substation-C-2 Pier | PWD MAYPORT
MAYPOR-1258 | A127003 | SOLID STATE RELAY, SSPR-C-2-C-3, SS PROT | J10 - Electric Utilities | J1030 - Distribution | J1030140 - Sub Stations | 1 | EA | 1/2/1900 00:00:00 | PIER C 2 EAST | Mayport-Electric-Substation-C-2 Pier | PWD MAYPORT
MAYPOR-1258 | A127004 | SOLID STATE RELAY, SSPR-C-2-C-4, SS PROT | J10 - Electric Utilities | J1030 - Distribution | J1030140 - Sub Stations | 1 | EA | 1/2/1900 00:00:00 | PIER C 2 EAST | Mayport-Electric-Substation-C-2 Pier | PWD MAYPORT
MAYPOR-1317SS | A121280 | UEM,Voltage Regulator, VR-1317-3, Padmount, Switching Station, 2,000.0 KVA, Three-Phase | J10 - Electric Utilities | J1030 - Distribution | J1030130 - Switch Stations | 1 | EA | 1/1/1991 00:00:00 | B/C VOLTAGE REGULATOR 3 - BRAVO WHARF | REGULATOR STATION @ 365 | PWD MAYPORT
MAYPOR-1317SS | A121281 | UEM,Voltage Regulator, VR-1317-2, Padmount, Switching Station, 1,250.0 KVA, Three-Phase | J10 - Electric Utilities | J1030 - Distribution | J1030130 - Switch Stations | 1 | EA | 1/1/1965 00:00:00 | VOLTAGE REGULATOR 2 - CHARLIE 1 | REGULATOR STATION @ 365 | PWD MAYPORT
MAYPOR-1317SS | A121282 | UEM,Voltage Regulator, VR-1317-1, Padmount, Switching Station, 1,250.0 KVA, Three-Phase | J10 - Electric Utilities | J1030 - Distribution | J1030130 - Switch Stations | 1 | EA | 1/1/1965 00:00:00 | B/C VOLTAGE REGULATOR 1- CHARLIE 2 | REGULATOR STATION @ 365 | PWD MAYPORT
MAYPOR-1317SS | S391338 | UEM,Switch, G-4929, Switching Station, Load Break, 35,000 VOLT, Air | J10 - Electric Utilities | J1030 - Distribution | J1030130 - Switch Stations | 1 | EA | 5/1/1990 00:00:00 | 1317SS | REGULATOR STATION @ 365 | PWD MAYPORT
MAYPOR-1317SS | S468654 | UEM,Switch, G-4927, Other, Disconnect, 35,000 VOLT, Air | J10 - Electric Utilities | J1030 - Distribution | J1030130 - Switch Stations | 3 | EA | 3/27/2023 00:00:00 | SUBSTATION 1317 | REGULATOR STATION @ 365 | PWD MAYPORT
MAYPOR-1317SS | S468655 | UEM,Switch, G-4976, Other, Disconnect, 35,000 VOLT, Air | J10 - Electric Utilities | J1030 - Distribution | J1030130 - Switch Stations | 3 | EA | 3/27/2023 00:00:00 | SUBSTATION 1317 | REGULATOR STATION @ 365 | PWD MAYPORT
MAYPOR-1317SS | UMA433000409 | UEM,Switch, G-4982, Switching Station, Load Break, 35,000 VOLT, Air | J10 - Electric Utilities | J1030 - Distribution | J1030130 - Switch Stations | 3 | EA | 1/1/1980 00:00:00 | SUBSTATION 1317 | REGULATOR STATION @ 365 | PWD MAYPORT
MAYPOR-1317SS | UMA433000410 | UEM,Switch, G-4983, Switching Station, Load Break, 35,000 VOLT, Air | J10 - Electric Utilities | J1030 - Distribution | J1030130 - Switch Stations | 3 | EA | 1/1/1980 00:00:00 | SUBSTATION 1317 | REGULATOR STATION @ 365 | PWD MAYPORT
MAYPOR-1317SS | UMA433000411 | UEM,Switch, G-4984, Switching Station, Load Break, 35,000 VOLT, Air | J10 - Electric Utilities | J1030 - Distribution | J1030130 - Switch Stations | 1 | EA | 1/1/1980 00:00:00 |  | REGULATOR STATION @ 365 | PWD MAYPORT
MAYPOR-1317SS | UMA433000412 | UEM,Switch, G-4981, Switching Station, Load Break, 35,000 VOLT, Air | J10 - Electric Utilities | J1030 - Distribution | J1030130 - Switch Stations | 1 | EA | 1/1/1980 00:00:00 | SUBSTATION 1317 | REGULATOR STATION @ 365 | PWD MAYPORT
MAYPOR-1317SS | UMA433000413 | UEM,Switch, G-4985, Switching Station, Load Break, 35,000 VOLT, Air | J10 - Electric Utilities | J1030 - Distribution | J1030130 - Switch Stations | 1 | EA | 1/1/1980 00:00:00 |  | REGULATOR STATION @ 365 | PWD MAYPORT
MAYPOR-1317SS | UMA654000015 | UEM,Switch, G4977, Switching Station, Load Break, 35,000 VOLT, Air | J10 - Electric Utilities | J1030 - Distribution | J1030130 - Switch Stations | 3 | EA | 1/1/1980 00:00:00 | SUBSTATION 1317 | REGULATOR STATION @ 365 | PWD MAYPORT
MAYPOR-1317SS | UMA654000016 | UEM,Switch, G-4926, Switching Station, Load Break, 35,000 VOLT, Air | J10 - Electric Utilities | J1030 - Distribution | J1030130 - Switch Stations | 3 | EA | 1/1/1980 00:00:00 | SUBSTATION 1317 | REGULATOR STATION @ 365 | PWD MAYPORT
MAYPOR-1317SS | UMA654000017 | UEM,Switch, G-4975, Switching Station, Load Break, 35,000 VOLT, Air | J10 - Electric Utilities | J1030 - Distribution | J1030130 - Switch Stations | 3 | EA | 1/1/1980 00:00:00 | SUBSTATION 1317 | REGULATOR STATION @ 365 | PWD MAYPORT
MAYPOR-1317SS | UMA654000018 | UEM,Switch, G-4974, Switching Station, Load Break, 35,000 VOLT, Air | J10 - Electric Utilities | J1030 - Distribution | J1030130 - Switch Stations | 3 | EA | 1/1/1980 00:00:00 | SUBSTATION 1317 | REGULATOR STATION @ 365 | PWD MAYPORT
MAYPOR-1317SS | UMA654000020 | UEM,Switch, G-4925, Switching Station, Load Break, 35,000 VOLT, Air | J10 - Electric Utilities | J1030 - Distribution | J1030130 - Switch Stations | 3 | EA | 1/1/1980 00:00:00 | SUBSTATION 1317 | REGULATOR STATION @ 365 | PWD MAYPORT
MAYPOR-1317SS | UMA654000021 | UEM,Switch, G-4979, Switching Station, Load Break, 35,000 VOLT, Air | J10 - Electric Utilities | J1030 - Distribution | J1030130 - Switch Stations | 3 | EA | 1/1/1980 00:00:00 | SUBSTATION 1317 | REGULATOR STATION @ 365 | PWD MAYPORT
MAYPOR-1317SS | UMA654000022 | UEM,Switch, G4978, Switching Station, Load Break, 35,000 VOLT, Air | J10 - Electric Utilities | J1030 - Distribution | J1030130 - Switch Stations | 3 | EA | 1/1/1980 00:00:00 | SUBSTATION 1317 | REGULATOR STATION @ 365 | PWD MAYPORT
MAYPOR-1317SS | UMA654000023 | UEM,Switch, G-4970, Switching Station, Load Break, 35,000 VOLT, Air | J10 - Electric Utilities | J1030 - Distribution | J1030130 - Switch Stations | 3 | EA | 1/1/1980 00:00:00 | SUBSTATION 1317 | REGULATOR STATION @ 365 | PWD MAYPORT
MAYPOR-1317SS | UMA654000024 | UEM,Switch, G-4971, Switching Station, Load Break, 35,000 VOLT, Air | J10 - Electric Utilities | J1030 - Distribution | J1030130 - Switch Stations | 3 | EA | 1/1/1980 00:00:00 | SUBSTATION 1317 | REGULATOR STATION @ 365 | PWD MAYPORT
MAYPOR-1317SS | UMA654000026 | UEM,Switch, G-4928, Switching Station, Load Break, 35,000 VOLT, Air | J10 - Electric Utilities | J1030 - Distribution | J1030130 - Switch Stations | 3 | EA | 1/1/1980 00:00:00 | SUBSTATION 1317 | REGULATOR STATION @ 365 | PWD MAYPORT
MAYPOR-1444 | MYP-ELG-1444-01 | AIRFIELD LIGHTING | D50 - ELECTRICAL | D5020 - LIGHTING & BRANCH WIRING | D5020999 - OTHER | 1 | EA | 11/10/1989 00:00:00 |  | AN/CPN-4 GCA RADAR | PWD MAYPORT
MAYPOR-1462W | MYP-1462-GEN-01 | UEM,Generator | D50 - ELECTRICAL | D5090 - OTHER ELECTRICAL SYSTEMS | D5090210 - GENERATORS | 1 | EA | 8/19/2022 00:00:00 | SE @ TOWER GEN IS TO WELL 5 NOT WELL 3 | WELL NO. 3 POTABLE WATER | PWD MAYPORT
MAYPOR-1566SS | A121283 | VOLTAGE REGULATOR, REG1, PADMOUNT, SUB STATION, 667 | J10 - Electric Utilities | J1030 - Distribution | J1030140 - Sub Stations | 1 | EA | 1/1/2000 00:00:00 | MYP-REGULATOR-QUADRANT 2N-1566 MASSEY AVE (E & F REG STA) | REG STA-E3 PIER IN BLDG 1566 | PWD MAYPORT
MAYPOR-1566SS | A121284 | VOLTAGE REGULATOR, REG2, PADMOUNT, SUB STATION, 667 | J10 - Electric Utilities | J1030 - Distribution | J1030140 - Sub Stations | 1 | EA | 1/1/2000 00:00:00 | MYP-REGULATOR-QUADRANT 2N-1566A MASSEY AVE | REG STA-E3 PIER IN BLDG 1566 | PWD MAYPORT
MAYPOR-1566SS | A121285 | VOLTAGE REGULATOR, REG3, PADMOUNT, UNIT SUBSTATION, 667 | J10 - Electric Utilities | J1030 - Distribution | J1030130 - Switch Stations | 1 | EA | 1/1/2000 00:00:00 | MYP-REGULATOR-QUADRANT 2N-1566B MASSEY AVE | REG STA-E3 PIER IN BLDG 1566 | PWD MAYPORT
MAYPOR-1566SS | A121286 | VOLTAGE REGULATOR, REG4, PADMOUNT, SUB STATION, 667 | J10 - Electric Utilities | J1030 - Distribution | J1030140 - Sub Stations | 1 | EA | 1/1/2000 00:00:00 | MYP-REGULATOR-QUADRANT 2N-1566C MASSEY AVE | REG STA-E3 PIER IN BLDG 1566 | PWD MAYPORT
MAYPOR-1566SS | A121287 | VOLTAGE REGULATOR, REG5, PADMOUNT, SUB STATION, 667 | J10 - Electric Utilities | J1030 - Distribution | J1030140 - Sub Stations | 1 | EA | 1/1/2000 00:00:00 | MYP-REGULATOR-QUADRANT 2N-1566D MASSEY AVE | REG STA-E3 PIER IN BLDG 1566 | PWD MAYPORT
MAYPOR-1566SS | A121288 | VOLTAGE REGULATOR, REG6, PADMOUNT, SUB STATION, 667 | J10 - Electric Utilities | J1030 - Distribution | J1030140 - Sub Stations | 1 | EA | 1/1/2000 00:00:00 | MYP-REGULATOR-QUADRANT 2N-1566E MASSEY AVE | REG STA-E3 PIER IN BLDG 1566 | PWD MAYPORT
MAYPOR-1566SS | A121487 | UEM,Transformer, T-1566-HOUSE, Distribution, Pad Mounted, 112.5 KVA, Oil Immersed | J10 - Electric Utilities | J1030 - Distribution | J1030140 - Sub Stations | 1 | EA | 1/1/2000 00:00:00 | PAD MOUNT TRANSFORMER 112.5KVA - 1566 MASSEY AVE (E & F REG STA) | REG STA-E3 PIER IN BLDG 1566 | PWD MAYPORT
MAYPOR-1566SS | UMA433000001 | CAPACITOR BANK, CAP1, SWITCHED BANK CAPACITOR | J10 - Electric Utilities | J1030 - Distribution | J1030130 - Switch Stations | 1 | EA | 1/1/2000 00:00:00 |  | REG STA-E3 PIER IN BLDG 1566 | PWD MAYPORT
MAYPOR-1569 | A121404 | UEM,Switch, SW-E2_OP-T1, Pad Mounted, Load Interrupter, 35,000 VOLT, Air | J10 - Electric Utilities | J1030 - Distribution | J1030140 - Sub Stations | 1 | EA | 1/1/1990 00:00:00 | SWITCH 94 - 235 ECHO PIER (SUB E2) | SWITCHING SUBSTATION SHELTER, E-2 | PWD MAYPORT
MAYPOR-1569 | A121554 | UEM,Transformer, T-1569, Distribution, Unit Substation, 1,500.0 KVA, Oil Immersed/Forced Air | J10 - Electric Utilities | J1030 - Distribution | J1030140 - Sub Stations | 1 | EA | 1/1/1982 00:00:00 | PAD MOUNT TRANSFORMER 1500KVA - 235 ECHO PIER (SUB E-4) | SWITCHING SUBSTATION SHELTER, E-2 | PWD MAYPORT
MAYPOR-1569 | A121843 | SWITCH UNIT, SBB-1569, SUB STATION, LOAD INTERRUPTER, 600, SOLID | J10 - Electric Utilities | J1030 - Distribution | J1030140 - Sub Stations | 1 | EA | 1/2/1900 00:00:00 | BLDG 1569 - SWITCHGEAR/SWITCHBOARD/BUSS BARS | SWITCHING SUBSTATION SHELTER, E-2 | PWD MAYPORT
MAYPOR-1569 | A127011 | DYNAMIC PROTECTIVE DEVICE, CB-OP-1, CIRCUIT BREAKER, 600, UNKNOWN, SWITCHBOARD | J10 - Electric Utilities | J1030 - Distribution | J1030140 - Sub Stations | 1 | EA | 1/2/1900 00:00:00 | E-2 PIER SOUTH BREAKER -OP1 | SWITCHING SUBSTATION SHELTER, E-2 | PWD MAYPORT
MAYPOR-1569 | A127012 | DYNAMIC PROTECTIVE DEVICE, CB-OP-2, CIRCUIT BREAKER, 600, UNKNOWN, SWITCHBOARD | J10 - Electric Utilities | J1030 - Distribution | J1030140 - Sub Stations | 1 | EA | 1/2/1900 00:00:00 | E-2 PIER SOUTH BREAKER -OP2 | SWITCHING SUBSTATION SHELTER, E-2 | PWD MAYPORT
MAYPOR-1569 | A127013 | DYNAMIC PROTECTIVE DEVICE, CB-OP-3, CIRCUIT BREAKER, 600, UNKNOWN, SWITCHBOARD | J10 - Electric Utilities | J1030 - Distribution | J1030140 - Sub Stations | 1 | EA | 1/2/1900 00:00:00 | E-2 PIER SOUTH BREAKER -OP3 | SWITCHING SUBSTATION SHELTER, E-2 | PWD MAYPORT
MAYPOR-1569 | A127014 | DYNAMIC PROTECTIVE DEVICE, CB-OP-4, CIRCUIT BREAKER, 600, UNKNOWN, SWITCHBOARD | J10 - Electric Utilities | J1030 - Distribution | J1030140 - Sub Stations | 1 | EA | 1/2/1900 00:00:00 | E-2 PIER SOUTH BREAKER -OP4 | SWITCHING SUBSTATION SHELTER, E-2 | PWD MAYPORT
MAYPOR-1569 | A127015 | DYNAMIC PROTECTIVE DEVICE, CB-OP-TRAILER, CIRCUIT BREAKER, 600, UNKNOWN, SWITCHBOARD | J10 - Electric Utilities | J1030 - Distribution | J1030140 - Sub Stations | 1 | EA | 1/2/1900 00:00:00 | E-2 PIER SOUTH BREAKER - TRAILER FEED | SWITCHING SUBSTATION SHELTER, E-2 | PWD MAYPORT
MAYPOR-1569 | BLAC001033927 | Electrical Service | D50 - ELECTRICAL | D5010 - ELECTRICAL SERVICE & DISTRIBUTION | D5010120 - ELECTRICAL SERVICE | 1 | EA | 1/2/1992 00:00:00 |  | SWITCHING SUBSTATION SHELTER, E-2 | PWD MAYPORT
MAYPOR-1569 | UMA434000905 | UEM,Surface Structure, Structure | J10 - Electric Utilities | J1030 - Distribution | J1030120 - Support Structures | 1 | EA | 1/2/1900 00:00:00 | BLDG 1569; ECHO-2 | SWITCHING SUBSTATION SHELTER, E-2 | PWD MAYPORT
MAYPOR-1570 | A121555 | UEM,Transformer, T-1570-1, Distribution, Unit Substation, 2,000.0 KVA, Oil Immersed/Forced Air | J10 - Electric Utilities | J1030 - Distribution | J1030140 - Sub Stations | 1 | EA | 1/1/1982 00:00:00 | PAD MOUNT TRANSFORMER 2000KVA - 237 ECHO PIER (SUB E-3) | SWITCHING SUBSTATION SHELTER, E-2 | PWD MAYPORT
MAYPOR-1570 | A121556 | UEM,Transformer, T-1570-2, Distribution, Unit Substation, 2,000.0 KVA, Oil Immersed/Forced Air | J10 - Electric Utilities | J1030 - Distribution | J1030140 - Sub Stations | 1 | EA | 1/1/1982 00:00:00 | PAD MOUNT TRANSFORMER 2000KVA - 237 ECHO PIER (SUB E-3) | SWITCHING SUBSTATION SHELTER, E-2 | PWD MAYPORT
MAYPOR-1570 | A121557 | UEM,Transformer, T-1570-3, Distribution, Pad Mounted, 2,000.0 KVA, Oil Immersed | J10 - Electric Utilities | J1030 - Distribution | J1030140 - Sub Stations | 1 | EA | 1/1/2014 00:00:00 | PAD MOUNT TRANSFORMER 2000KVA - 237 ECHO PIER (SUB E-3) | SWITCHING SUBSTATION SHELTER, E-2 | PWD MAYPORT
MAYPOR-1570 | A121845 | UEM,Solid State Relay, R-E14, Ground, 600 VOLT | J10 - Electric Utilities | J1030 - Distribution | J1030140 - Sub Stations | 1 | EA | 1/2/1900 00:00:00 | E14 GROUND RELAY | SWITCHING SUBSTATION SHELTER, E-2 | PWD MAYPORT
MAYPOR-1570 | A121846 | UEM,Solid State Relay, R-E15, Ground, 600 VOLT | J10 - Electric Utilities | J1030 - Distribution | J1030140 - Sub Stations | 1 | EA | 1/2/1900 00:00:00 | E15 GROUND RELAY | SWITCHING SUBSTATION SHELTER, E-2 | PWD MAYPORT
MAYPOR-1570 | A121847 | UEM,Solid State Relay, R-E16, Ground, 600 VOLT | J10 - Electric Utilities | J1030 - Distribution | J1030140 - Sub Stations | 1 | EA | 1/2/1900 00:00:00 | E16 GROUND RELAY | SWITCHING SUBSTATION SHELTER, E-2 | PWD MAYPORT
MAYPOR-1570 | A121848 | SWITCH UNIT, S-E14, SUB STATION, OTHER, 600, SOLID | J10 - Electric Utilities | J1030 - Distribution | J1030140 - Sub Stations | 1 | EA | 1/2/1900 00:00:00 | E14 - SWITCHGEAR/SWITCHBOARD/BUSS BARS | SWITCHING SUBSTATION SHELTER, E-2 | PWD MAYPORT
MAYPOR-1570 | A121849 | SWITCH UNIT, S-E15, SUB STATION, OTHER, 600, SOLID | J10 - Electric Utilities | J1030 - Distribution | J1030140 - Sub Stations | 1 | EA | 1/2/1900 00:00:00 | E15 - SWITCHGEAR/SWITCHBOARD/BUSS BARS | SWITCHING SUBSTATION SHELTER, E-2 | PWD MAYPORT
MAYPOR-1570 | A121850 | SWITCH UNIT, S-E16, SUB STATION, OTHER, 600, SOLID | J10 - Electric Utilities | J1030 - Distribution | J1030140 - Sub Stations | 1 | EA | 1/2/1900 00:00:00 | E16 - SWITCHGEAR/SWITCHBOARD/BUSS BARS | SWITCHING SUBSTATION SHELTER, E-2 | PWD MAYPORT
MAYPOR-1570 | A127092 | UEM,Solid State Relay, RPR-B, Reverse Power, 600 VOLT | J10 - Electric Utilities | J1030 - Distribution | J1030140 - Sub Stations | 1 | EA | 1/2/1900 00:00:00 | E14 RELAY #1 B-PHASE, REVERSE POWER RELAY - RPR | SWITCHING SUBSTATION SHELTER, E-2 | PWD MAYPORT
MAYPOR-1570 | A127093 | UEM,Solid State Relay, RPR-A, Reverse Power, 600 VOLT | J10 - Electric Utilities | J1030 - Distribution | J1030140 - Sub Stations | 1 | EA | 1/2/1900 00:00:00 | E14 RELAY #2 A-PHASE, REVERSE POWER RELAY-RPR | SWITCHING SUBSTATION SHELTER, E-2 | PWD MAYPORT
MAYPOR-1570 | A127094 | UEM,Solid State Relay, RPR-C, Reverse Power, 600 VOLT | J10 - Electric Utilities | J1030 - Distribution | J1030140 - Sub Stations | 1 | EA | 1/2/1900 00:00:00 | E14 RELAY #3 C-PHASE, REVERSE POWER RELAY | SWITCHING SUBSTATION SHELTER, E-2 | PWD MAYPORT
MAYPOR-1570 | A127095 | UEM,Solid State Relay, RPR-C, Reverse Power, 600 VOLT | J10 - Electric Utilities | J1030 - Distribution | J1030140 - Sub Stations | 1 | EA | 1/2/1900 00:00:00 | E15 RELAY #1 C-PHASE, REVERSE POWER RELAY | SWITCHING SUBSTATION SHELTER, E-2 | PWD MAYPORT
MAYPOR-1570 | A127096 | UEM,Solid State Relay, RPR-A, Reverse Power, 600 VOLT | J10 - Electric Utilities | J1030 - Distribution | J1030140 - Sub Stations | 1 | EA | 1/2/1900 00:00:00 | E15 RELAY #2 A-PHASE, REVERSE POWER RELAY | SWITCHING SUBSTATION SHELTER, E-2 | PWD MAYPORT
MAYPOR-1570 | A127097 | UEM,Solid State Relay, RPR-B, Reverse Power, 600 VOLT | J10 - Electric Utilities | J1030 - Distribution | J1030140 - Sub Stations | 1 | EA | 1/2/1900 00:00:00 | E15 RELAY #3 B-PHASE, REVERSE POWER RELAY | SWITCHING SUBSTATION SHELTER, E-2 | PWD MAYPORT
MAYPOR-1570 | A127098 | UEM,Solid State Relay, RPR-B, Reverse Power, 600 VOLT | J10 - Electric Utilities | J1030 - Distribution | J1030140 - Sub Stations | 1 | EA | 1/2/1900 00:00:00 | E16 RELAY #1, B-PHASE REVERSE POWER RELAY | SWITCHING SUBSTATION SHELTER, E-2 | PWD MAYPORT
MAYPOR-1570 | A127099 | UEM,Solid State Relay, RPR-C, Reverse Power, 600 VOLT | J10 - Electric Utilities | J1030 - Distribution | J1030140 - Sub Stations | 1 | EA | 1/2/1900 00:00:00 | E16 RELAY #2, C-PHASE REVERSE POWER RELAY | SWITCHING SUBSTATION SHELTER, E-2 | PWD MAYPORT
MAYPOR-1570 | A127100 | UEM,Solid State Relay, RPR-A, Reverse Power, 600 VOLT | J10 - Electric Utilities | J1030 - Distribution | J1030140 - Sub Stations | 1 | EA | 1/2/1900 00:00:00 | E16 RELAY #3, A-PHASE REVERSE POWER RELAY | SWITCHING SUBSTATION SHELTER, E-2 | PWD MAYPORT
MAYPOR-1570 | A127101 | DYNAMIC PROTECTIVE DEVICE, CB-MAIN-14, CIRCUIT BREAKER, 600, UNKNOWN, SWITCHBOARD | J10 - Electric Utilities | J1030 - Distribution | J1030140 - Sub Stations | 1 | EA | 1/2/1900 00:00:00 | E14 MAIN BREAKER | SWITCHING SUBSTATION SHELTER, E-2 | PWD MAYPORT
MAYPOR-1570 | A127102 | DYNAMIC PROTECTIVE DEVICE, CB-E14-1, CIRCUIT BREAKER, 600, UNKNOWN, SWITCHBOARD | J10 - Electric Utilities | J1030 - Distribution | J1030140 - Sub Stations | 1 | EA | 1/2/1900 00:00:00 | E14 BREAKER #1 | SWITCHING SUBSTATION SHELTER, E-2 | PWD MAYPORT
MAYPOR-1570 | A127103 | DYNAMIC PROTECTIVE DEVICE, CB-E14-2, CIRCUIT BREAKER, 600, UNKNOWN, SWITCHBOARD | J10 - Electric Utilities | J1030 - Distribution | J1030140 - Sub Stations | 1 | EA | 1/2/1900 00:00:00 | E14 BREAKER #2 | SWITCHING SUBSTATION SHELTER, E-2 | PWD MAYPORT
MAYPOR-1570 | A127104 | DYNAMIC PROTECTIVE DEVICE, CB-E14-3, CIRCUIT BREAKER, 600, UNKNOWN, SWITCHBOARD | J10 - Electric Utilities | J1030 - Distribution | J1030140 - Sub Stations | 1 | EA | 1/2/1900 00:00:00 | E14 BREAKER #3 | SWITCHING SUBSTATION SHELTER, E-2 | PWD MAYPORT
MAYPOR-1570 | A127105 | DYNAMIC PROTECTIVE DEVICE, CB-E14-4, CIRCUIT BREAKER, 600, UNKNOWN, SWITCHBOARD | J10 - Electric Utilities | J1030 - Distribution | J1030140 - Sub Stations | 1 | EA | 1/2/1900 00:00:00 | E14 BREAKER #4 | SWITCHING SUBSTATION SHELTER, E-2 | PWD MAYPORT
MAYPOR-1570 | A127106 | DYNAMIC PROTECTIVE DEVICE, CB-E14-5, CIRCUIT BREAKER, 600, UNKNOWN, SWITCHBOARD | J10 - Electric Utilities | J1030 - Distribution | J1030140 - Sub Stations | 1 | EA | 1/2/1900 00:00:00 | E14 BREAKER #5 | SWITCHING SUBSTATION SHELTER, E-2 | PWD MAYPORT
MAYPOR-1570 | A127107 | DYNAMIC PROTECTIVE DEVICE, CB-E14-6, CIRCUIT BREAKER, 600, UNKNOWN, SWITCHBOARD | J10 - Electric Utilities | J1030 - Distribution | J1030140 - Sub Stations | 1 | EA | 1/2/1900 00:00:00 | E14 BREAKER #6 | SWITCHING SUBSTATION SHELTER, E-2 | PWD MAYPORT
MAYPOR-1570 | A127108 | DYNAMIC PROTECTIVE DEVICE, CB-E14-7, CIRCUIT BREAKER, 600, UNKNOWN, SWITCHBOARD | J10 - Electric Utilities | J1030 - Distribution | J1030140 - Sub Stations | 1 | EA | 1/2/1900 00:00:00 | E14 BREAKER #7 | SWITCHING SUBSTATION SHELTER, E-2 | PWD MAYPORT
MAYPOR-1570 | A127109 | DYNAMIC PROTECTIVE DEVICE, CB-E14-8, CIRCUIT BREAKER, 600, UNKNOWN, SWITCHBOARD | J10 - Electric Utilities | J1030 - Distribution | J1030140 - Sub Stations | 1 | EA | 1/2/1900 00:00:00 | E14 BREAKER #8 | SWITCHING SUBSTATION SHELTER, E-2 | PWD MAYPORT
MAYPOR-1570 | A127118 | DYNAMIC PROTECTIVE DEVICE, CB-MAIN-15, CIRCUIT BREAKER, 600, UNKNOWN, SWITCHBOARD | J10 - Electric Utilities | J1030 - Distribution | J1030140 - Sub Stations | 1 | EA | 1/2/1900 00:00:00 | E15 MAIN BREAKER | SWITCHING SUBSTATION SHELTER, E-2 | PWD MAYPORT
MAYPOR-1570 | A127119 | DYNAMIC PROTECTIVE DEVICE, CB-E15-1, CIRCUIT BREAKER, 600, UNKNOWN, SWITCHBOARD | J10 - Electric Utilities | J1030 - Distribution | J1030140 - Sub Stations | 1 | EA | 1/2/1900 00:00:00 | E15 BREAKER #1 | SWITCHING SUBSTATION SHELTER, E-2 | PWD MAYPORT
MAYPOR-1570 | A127120 | DYNAMIC PROTECTIVE DEVICE, CB-E15-2, CIRCUIT BREAKER, 600, UNKNOWN, SWITCHBOARD | J10 - Electric Utilities | J1030 - Distribution | J1030140 - Sub Stations | 1 | EA | 1/2/1900 00:00:00 | E15 BREAKER #2 | SWITCHING SUBSTATION SHELTER, E-2 | PWD MAYPORT
MAYPOR-1570 | A127121 | DYNAMIC PROTECTIVE DEVICE, CB-E15-3, CIRCUIT BREAKER, 600, UNKNOWN, SWITCHBOARD | J10 - Electric Utilities | J1030 - Distribution | J1030140 - Sub Stations | 1 | EA | 1/2/1900 00:00:00 | E15 BREAKER #3 | SWITCHING SUBSTATION SHELTER, E-2 | PWD MAYPORT
MAYPOR-1570 | A127122 | DYNAMIC PROTECTIVE DEVICE, CB-E15-4, CIRCUIT BREAKER, 600, UNKNOWN, SWITCHBOARD | J10 - Electric Utilities | J1030 - Distribution | J1030140 - Sub Stations | 1 | EA | 1/2/1900 00:00:00 | E15 BREAKER #4 | SWITCHING SUBSTATION SHELTER, E-2 | PWD MAYPORT
MAYPOR-1570 | A127123 | DYNAMIC PROTECTIVE DEVICE, CB-E15-5, CIRCUIT BREAKER, 600, UNKNOWN, SWITCHBOARD | J10 - Electric Utilities | J1030 - Distribution | J1030140 - Sub Stations | 1 | EA | 1/2/1900 00:00:00 | E15 BREAKER #5 | SWITCHING SUBSTATION SHELTER, E-2 | PWD MAYPORT
MAYPOR-1570 | A127124 | DYNAMIC PROTECTIVE DEVICE, CB-E15-6, CIRCUIT BREAKER, 600, UNKNOWN, SWITCHBOARD | J10 - Electric Utilities | J1030 - Distribution | J1030140 - Sub Stations | 1 | EA | 1/2/1900 00:00:00 | E15 BREAKER #6 | SWITCHING SUBSTATION SHELTER, E-2 | PWD MAYPORT
MAYPOR-1570 | A127125 | DYNAMIC PROTECTIVE DEVICE, CB-E15-7, CIRCUIT BREAKER, 600, UNKNOWN, SWITCHBOARD | J10 - Electric Utilities | J1030 - Distribution | J1030140 - Sub Stations | 1 | EA | 1/2/1900 00:00:00 | E15 BREAKER #7 | SWITCHING SUBSTATION SHELTER, E-2 | PWD MAYPORT
MAYPOR-1570 | A127126 | DYNAMIC PROTECTIVE DEVICE, CB-E15-8, CIRCUIT BREAKER, 600, UNKNOWN, SWITCHBOARD | J10 - Electric Utilities | J1030 - Distribution | J1030140 - Sub Stations | 1 | EA | 1/2/1900 00:00:00 | E15 BREAKER #8 | SWITCHING SUBSTATION SHELTER, E-2 | PWD MAYPORT
MAYPOR-1570 | A127135 | DYNAMIC PROTECTIVE DEVICE, CB-MAIN-16, CIRCUIT BREAKER, 600, UNKNOWN, SWITCHBOARD | J10 - Electric Utilities | J1030 - Distribution | J1030140 - Sub Stations | 1 | EA | 1/2/1900 00:00:00 | E16 MAIN BREAKER | SWITCHING SUBSTATION SHELTER, E-2 | PWD MAYPORT
MAYPOR-1570 | A127136 | DYNAMIC PROTECTIVE DEVICE, CB-E16-1, CIRCUIT BREAKER, 600, UNKNOWN, SWITCHBOARD | J10 - Electric Utilities | J1030 - Distribution | J1030140 - Sub Stations | 1 | EA | 1/2/1900 00:00:00 | E16 BREAKER #1 | SWITCHING SUBSTATION SHELTER, E-2 | PWD MAYPORT
MAYPOR-1570 | A127137 | DYNAMIC PROTECTIVE DEVICE, CB-E16-2, CIRCUIT BREAKER, 600, UNKNOWN, SWITCHBOARD | J10 - Electric Utilities | J1030 - Distribution | J1030140 - Sub Stations | 1 | EA | 1/2/1900 00:00:00 | E16 BREAKER #2 | SWITCHING SUBSTATION SHELTER, E-2 | PWD MAYPORT
MAYPOR-1570 | A127138 | DYNAMIC PROTECTIVE DEVICE, CB-E16-3, CIRCUIT BREAKER, 600, UNKNOWN, SWITCHBOARD | J10 - Electric Utilities | J1030 - Distribution | J1030140 - Sub Stations | 1 | EA | 1/2/1900 00:00:00 | E16 BREAKER #3 | SWITCHING SUBSTATION SHELTER, E-2 | PWD MAYPORT
MAYPOR-1570 | A127139 | DYNAMIC PROTECTIVE DEVICE, CB-E16-4, CIRCUIT BREAKER, 600, UNKNOWN, SWITCHBOARD | J10 - Electric Utilities | J1030 - Distribution | J1030140 - Sub Stations | 1 | EA | 1/2/1900 00:00:00 | E16 BREAKER #4 | SWITCHING SUBSTATION SHELTER, E-2 | PWD MAYPORT
MAYPOR-1570 | A127140 | DYNAMIC PROTECTIVE DEVICE, CB-E16-5, CIRCUIT BREAKER, 600, UNKNOWN, SWITCHBOARD | J10 - Electric Utilities | J1030 - Distribution | J1030140 - Sub Stations | 1 | EA | 1/2/1900 00:00:00 | E16 BREAKER #5 | SWITCHING SUBSTATION SHELTER, E-2 | PWD MAYPORT
MAYPOR-1570 | A127141 | DYNAMIC PROTECTIVE DEVICE, CB-E16-6, CIRCUIT BREAKER, 600, UNKNOWN, SWITCHBOARD | J10 - Electric Utilities | J1030 - Distribution | J1030140 - Sub Stations | 1 | EA | 1/2/1900 00:00:00 | E16 BREAKER #6 | SWITCHING SUBSTATION SHELTER, E-2 | PWD MAYPORT
MAYPOR-1570 | A127142 | DYNAMIC PROTECTIVE DEVICE, CB-E16-7, CIRCUIT BREAKER, 600, UNKNOWN, SWITCHBOARD | J10 - Electric Utilities | J1030 - Distribution | J1030140 - Sub Stations | 1 | EA | 1/2/1900 00:00:00 | E16 BREAKER #7 | SWITCHING SUBSTATION SHELTER, E-2 | PWD MAYPORT
MAYPOR-1570 | A127143 | DYNAMIC PROTECTIVE DEVICE, CB-E16-8, CIRCUIT BREAKER, 600, UNKNOWN, SWITCHBOARD | J10 - Electric Utilities | J1030 - Distribution | J1030140 - Sub Stations | 1 | EA | 1/2/1900 00:00:00 | E16 BREAKER #8 | SWITCHING SUBSTATION SHELTER, E-2 | PWD MAYPORT
MAYPOR-1570 | MYP-23459 | UEM,Solid State Relay, OC, 600 | J10 - Electric Utilities | J1030 - Distribution | J1030140 - Sub Stations | 1 | EA | 1/1/2000 00:00:00 |  | SWITCHING SUBSTATION SHELTER, E-2 | PWD MAYPORT
MAYPOR-1570 | MYP-23460 | UEM,Solid State Relay, OC, 600 | J10 - Electric Utilities | J1030 - Distribution | J1030140 - Sub Stations | 1 | EA | 1/1/2000 00:00:00 |  | SWITCHING SUBSTATION SHELTER, E-2 | PWD MAYPORT
MAYPOR-1570 | MYP-23461 | UEM,Solid State Relay, OC, 600 | J10 - Electric Utilities | J1030 - Distribution | J1030140 - Sub Stations | 1 | EA | 1/1/2000 00:00:00 |  | SWITCHING SUBSTATION SHELTER, E-2 | PWD MAYPORT
MAYPOR-1570 | MYP-23480 | UEM,Solid State Relay, OC, 600 | J10 - Electric Utilities | J1030 - Distribution | J1030140 - Sub Stations | 1 | EA | 1/1/2000 00:00:00 |  | SWITCHING SUBSTATION SHELTER, E-2 | PWD MAYPORT
MAYPOR-1570 | MYP-23481 | UEM,Solid State Relay, OC, 600 | J10 - Electric Utilities | J1030 - Distribution | J1030140 - Sub Stations | 1 | EA | 1/1/2000 00:00:00 |  | SWITCHING SUBSTATION SHELTER, E-2 | PWD MAYPORT
MAYPOR-1570 | MYP-23482 | UEM,Solid State Relay, OC, 600 | J10 - Electric Utilities | J1030 - Distribution | J1030140 - Sub Stations | 1 | EA | 1/1/2000 00:00:00 |  | SWITCHING SUBSTATION SHELTER, E-2 | PWD MAYPORT
MAYPOR-1570 | MYP-23501 | UEM,Solid State Relay, OC, 600 | J10 - Electric Utilities | J1030 - Distribution | J1030140 - Sub Stations | 1 | EA | 1/1/2000 00:00:00 |  | SWITCHING SUBSTATION SHELTER, E-2 | PWD MAYPORT
MAYPOR-1570 | MYP-23502 | UEM,Solid State Relay, OC, 600 | J10 - Electric Utilities | J1030 - Distribution | J1030140 - Sub Stations | 1 | EA | 1/1/2000 00:00:00 |  | SWITCHING SUBSTATION SHELTER, E-2 | PWD MAYPORT
MAYPOR-1570 | MYP-23503 | UEM,Solid State Relay, OC, 600 | J10 - Electric Utilities | J1030 - Distribution | J1030140 - Sub Stations | 1 | EA | 1/1/2000 00:00:00 |  | SWITCHING SUBSTATION SHELTER, E-2 | PWD MAYPORT
MAYPOR-1570 | UMA434000897 | SURFACE STRUCTURE, B1570 | J10 - Electric Utilities | J1030 - Distribution | J1030140 - Sub Stations | 1 | EA | 1/2/1900 00:00:00 | SUBSTATION BLDG. 1570, E-2 PIER, NORTH-3 | SWITCHING SUBSTATION SHELTER, E-2 | PWD MAYPORT
MAYPOR-1571 | A121587 | UEM,Transformer, T-1571-1, Distribution, Unit Substation, 2,000.0 KVA, Oil Immersed/Forced Air | J10 - Electric Utilities | J1030 - Distribution | J1030140 - Sub Stations | 1 | EA | 1/1/1982 00:00:00 | PAD MOUNT TRANSFORMER 2000KVA - 275 ECHO PIER (SUB E-2) | SWITCHING SUBSTATION SHELTER, E-1 | PWD MAYPORT
MAYPOR-1571 | A121588 | UEM,Transformer, T-1571-3, Distribution, Unit Substation, 2,000.0 KVA, Oil Immersed/Forced Air | J10 - Electric Utilities | J1030 - Distribution | J1030140 - Sub Stations | 1 | EA | 1/1/1997 00:00:00 | PAD MOUNT TRANSFORMER 2000KVA - 275 ECHO PIER (SUB E-2) | SWITCHING SUBSTATION SHELTER, E-1 | PWD MAYPORT
MAYPOR-1571 | A121589 | UEM,Transformer, T-1571-2, Distribution, Unit Substation, 2,000.0 KVA, Oil Immersed/Forced Air | J10 - Electric Utilities | J1030 - Distribution | J1030140 - Sub Stations | 1 | EA | 1/1/1982 00:00:00 | PAD MOUNT TRANSFORMER 2000KVA - 275 ECHO PIER (SUB E-2) | SWITCHING SUBSTATION SHELTER, E-1 | PWD MAYPORT
MAYPOR-1571 | A121852 | UEM,Solid State Relay, R-E17-G, Unk, 600 VOLT | J10 - Electric Utilities | J1030 - Distribution | J1030140 - Sub Stations | 1 | EA | 1/2/1900 00:00:00 | E17, GROUND RELAY | SWITCHING SUBSTATION SHELTER, E-1 | PWD MAYPORT
MAYPOR-1571 | A121853 | UEM,Solid State Relay, R-E19-G, Unk, 600 VOLT | J10 - Electric Utilities | J1030 - Distribution | J1030140 - Sub Stations | 1 | EA | 1/2/1900 00:00:00 | E18, GROUND RELAY | SWITCHING SUBSTATION SHELTER, E-1 | PWD MAYPORT
MAYPOR-1571 | A121854 | UEM,Solid State Relay, R-E19-G, Unk, 600 VOLT | J10 - Electric Utilities | J1030 - Distribution | J1030140 - Sub Stations | 1 | EA | 1/2/1900 00:00:00 | E19, GROUND RELAY | SWITCHING SUBSTATION SHELTER, E-1 | PWD MAYPORT
MAYPOR-1571 | A121855 | DYNAMIC PROTECTIVE DEVICE, CB-E19-8, CIRCUIT BREAKER, 600, AIR, SWITCHBOARD | J10 - Electric Utilities | J1030 - Distribution | J1030140 - Sub Stations | 1 | EA | 1/2/1900 00:00:00 | E19-8, BREAKER | SWITCHING SUBSTATION SHELTER, E-1 | PWD MAYPORT
MAYPOR-1571 | A121856 | ELECTRIC LINE, B-E17, BUS, 600 | J10 - Electric Utilities | J1030 - Distribution | J1030140 - Sub Stations | 1 | EA | 1/2/1900 00:00:00 | E17 - SWITCHGEAR/SWITCHBOARD/BUSS BARS | SWITCHING SUBSTATION SHELTER, E-1 | PWD MAYPORT
MAYPOR-1571 | A121857 | ELECTRIC LINE, B-E18, BUS, 600 | J10 - Electric Utilities | J1030 - Distribution | J1030140 - Sub Stations | 1 | EA | 1/2/1900 00:00:00 | E18 - SWITCHGEAR/SWITCHBOARD/BUSS BARS | SWITCHING SUBSTATION SHELTER, E-1 | PWD MAYPORT
MAYPOR-1571 | A121858 | ELECTRIC LINE, B-E19, BUS, 600 | J10 - Electric Utilities | J1030 - Distribution | J1030140 - Sub Stations | 1 | EA | 1/2/1900 00:00:00 | E19 - SWITCHGEAR/SWITCHBOARD/BUSS BARS | SWITCHING SUBSTATION SHELTER, E-1 | PWD MAYPORT
MAYPOR-1571 | A127152 | UEM,Solid State Relay, R-E17-A, Unk, 600 VOLT | J10 - Electric Utilities | J1030 - Distribution | J1030140 - Sub Stations | 1 | EA | 1/2/1900 00:00:00 | E17, A PHASE REVERSE RELAY | SWITCHING SUBSTATION SHELTER, E-1 | PWD MAYPORT
MAYPOR-1571 | A127153 | UEM,Solid State Relay, R-E17-B, Unk, 600 VOLT | J10 - Electric Utilities | J1030 - Distribution | J1030140 - Sub Stations | 1 | EA | 1/2/1900 00:00:00 | E17, B PHASE REVERSE RELAY | SWITCHING SUBSTATION SHELTER, E-1 | PWD MAYPORT
MAYPOR-1571 | A127154 | UEM,Solid State Relay, R-E17-C, Unk, 600 VOLT | J10 - Electric Utilities | J1030 - Distribution | J1030140 - Sub Stations | 1 | EA | 1/2/1900 00:00:00 | E17, C PHASE REVERSE RELAY | SWITCHING SUBSTATION SHELTER, E-1 | PWD MAYPORT
MAYPOR-1571 | A127155 | UEM,Solid State Relay, R-E18-A, Unk, 600 VOLT | J10 - Electric Utilities | J1030 - Distribution | J1030140 - Sub Stations | 1 | EA | 1/2/1900 00:00:00 | E18, A PHASE REVERSE RELAY | SWITCHING SUBSTATION SHELTER, E-1 | PWD MAYPORT
MAYPOR-1571 | A127156 | UEM,Solid State Relay, R-E18-B, Unk, 600 VOLT | J10 - Electric Utilities | J1030 - Distribution | J1030140 - Sub Stations | 1 | EA | 1/2/1900 00:00:00 | E18, B PHASE REVERSE RELAY | SWITCHING SUBSTATION SHELTER, E-1 | PWD MAYPORT
MAYPOR-1571 | A127157 | UEM,Solid State Relay, R-E18-C, Unk, 600 VOLT | J10 - Electric Utilities | J1030 - Distribution | J1030140 - Sub Stations | 1 | EA | 1/2/1900 00:00:00 | E18, C PHASE REVERSE RELAY | SWITCHING SUBSTATION SHELTER, E-1 | PWD MAYPORT
MAYPOR-1571 | A127158 | UEM,Solid State Relay, R-E19-A, Unk, 600 VOLT | J10 - Electric Utilities | J1030 - Distribution | J1030140 - Sub Stations | 1 | EA | 1/2/1900 00:00:00 | E19, A PHASE REVERSE RELAY | SWITCHING SUBSTATION SHELTER, E-1 | PWD MAYPORT
MAYPOR-1571 | A127159 | UEM,Solid State Relay, R-E19-B, Unk, 600 VOLT | J10 - Electric Utilities | J1030 - Distribution | J1030140 - Sub Stations | 1 | EA | 1/2/1900 00:00:00 | E19, B PHASE REVERSE RELAY | SWITCHING SUBSTATION SHELTER, E-1 | PWD MAYPORT
MAYPOR-1571 | A127160 | UEM,Solid State Relay, R-E19-C, Unk, 600 VOLT | J10 - Electric Utilities | J1030 - Distribution | J1030140 - Sub Stations | 1 | EA | 1/2/1900 00:00:00 | E19, C PHASE REVERSE RELAY | SWITCHING SUBSTATION SHELTER, E-1 | PWD MAYPORT
MAYPOR-1571 | A127161 | DYNAMIC PROTECTIVE DEVICE, CB-E17, CIRCUIT BREAKER, 600, AIR, SWITCHBOARD | J10 - Electric Utilities | J1030 - Distribution | J1030140 - Sub Stations | 1 | EA | 1/2/1900 00:00:00 | E17 MAIN BREAKER | SWITCHING SUBSTATION SHELTER, E-1 | PWD MAYPORT
MAYPOR-1571 | A127162 | DYNAMIC PROTECTIVE DEVICE, CB-E17-1, CIRCUIT BREAKER, 600, AIR, SWITCHBOARD | J10 - Electric Utilities | J1030 - Distribution | J1030140 - Sub Stations | 1 | EA | 1/2/1900 00:00:00 | E17-1 BREAKER | SWITCHING SUBSTATION SHELTER, E-1 | PWD MAYPORT
MAYPOR-1571 | A127163 | DYNAMIC PROTECTIVE DEVICE, CB-E17-2, CIRCUIT BREAKER, 600, AIR, SWITCHBOARD | J10 - Electric Utilities | J1030 - Distribution | J1030140 - Sub Stations | 1 | EA | 1/2/1900 00:00:00 | E17-2 BREAKER | SWITCHING SUBSTATION SHELTER, E-1 | PWD MAYPORT
MAYPOR-1571 | A127164 | DYNAMIC PROTECTIVE DEVICE, CB-E17-3, CIRCUIT BREAKER, 600, AIR, SWITCHBOARD | J10 - Electric Utilities | J1030 - Distribution | J1030140 - Sub Stations | 1 | EA | 1/2/1900 00:00:00 | E17-3 BREAKER | SWITCHING SUBSTATION SHELTER, E-1 | PWD MAYPORT
MAYPOR-1571 | A127165 | DYNAMIC PROTECTIVE DEVICE, CB-E17-4, CIRCUIT BREAKER, 600, AIR, SWITCHBOARD | J10 - Electric Utilities | J1030 - Distribution | J1030140 - Sub Stations | 1 | EA | 1/2/1900 00:00:00 | E17-4 BREAKER | SWITCHING SUBSTATION SHELTER, E-1 | PWD MAYPORT
MAYPOR-1571 | A127166 | DYNAMIC PROTECTIVE DEVICE, CB-E17-5, CIRCUIT BREAKER, 600, AIR, SWITCHBOARD | J10 - Electric Utilities | J1030 - Distribution | J1030140 - Sub Stations | 1 | EA | 1/2/1900 00:00:00 | E17-5 BREAKER | SWITCHING SUBSTATION SHELTER, E-1 | PWD MAYPORT
MAYPOR-1571 | A127167 | DYNAMIC PROTECTIVE DEVICE, CB-E17-6, CIRCUIT BREAKER, 600, AIR, SWITCHBOARD | J10 - Electric Utilities | J1030 - Distribution | J1030140 - Sub Stations | 1 | EA | 1/2/1900 00:00:00 | E17-6 BREAKER | SWITCHING SUBSTATION SHELTER, E-1 | PWD MAYPORT
MAYPOR-1571 | A127168 | DYNAMIC PROTECTIVE DEVICE, CB-E17-7, CIRCUIT BREAKER, 600, AIR, SWITCHBOARD | J10 - Electric Utilities | J1030 - Distribution | J1030140 - Sub Stations | 1 | EA | 1/2/1900 00:00:00 | E17-7 BREAKER | SWITCHING SUBSTATION SHELTER, E-1 | PWD MAYPORT
MAYPOR-1571 | A127169 | DYNAMIC PROTECTIVE DEVICE, CB-E17-8, CIRCUIT BREAKER, 600, AIR, SWITCHBOARD | J10 - Electric Utilities | J1030 - Distribution | J1030140 - Sub Stations | 1 | EA | 1/2/1900 00:00:00 | E17-8 BREAKER | SWITCHING SUBSTATION SHELTER, E-1 | PWD MAYPORT
MAYPOR-1571 | A127170 | DYNAMIC PROTECTIVE DEVICE, CB-E18, CIRCUIT BREAKER, 600, AIR, SWITCHBOARD | J10 - Electric Utilities | J1030 - Distribution | J1030140 - Sub Stations | 1 | EA | 1/2/1900 00:00:00 | E18 MAIN BREAKER | SWITCHING SUBSTATION SHELTER, E-1 | PWD MAYPORT
MAYPOR-1571 | A127171 | DYNAMIC PROTECTIVE DEVICE, CB-E18-1, CIRCUIT BREAKER, 600, AIR, SWITCHBOARD | J10 - Electric Utilities | J1030 - Distribution | J1030140 - Sub Stations | 1 | EA | 1/2/1900 00:00:00 | E18-1 BREAKER | SWITCHING SUBSTATION SHELTER, E-1 | PWD MAYPORT
MAYPOR-1571 | A127172 | DYNAMIC PROTECTIVE DEVICE, CB-E18-2, CIRCUIT BREAKER, 600, AIR, SWITCHBOARD | J10 - Electric Utilities | J1030 - Distribution | J1030140 - Sub Stations | 1 | EA | 1/2/1900 00:00:00 | E18-2 BREAKER | SWITCHING SUBSTATION SHELTER, E-1 | PWD MAYPORT
MAYPOR-1571 | A127173 | DYNAMIC PROTECTIVE DEVICE, CB-E18-3, CIRCUIT BREAKER, 600, AIR, SWITCHBOARD | J10 - Electric Utilities | J1030 - Distribution | J1030140 - Sub Stations | 1 | EA | 1/2/1900 00:00:00 | E18-3 BREAKER | SWITCHING SUBSTATION SHELTER, E-1 | PWD MAYPORT
MAYPOR-1571 | A127174 | DYNAMIC PROTECTIVE DEVICE, CB-E18-4, CIRCUIT BREAKER, 600, AIR, SWITCHBOARD | J10 - Electric Utilities | J1030 - Distribution | J1030140 - Sub Stations | 1 | EA | 1/2/1900 00:00:00 | E18-4 BREAKER | SWITCHING SUBSTATION SHELTER, E-1 | PWD MAYPORT
MAYPOR-1571 | A127175 | DYNAMIC PROTECTIVE DEVICE, CB-E18-5, CIRCUIT BREAKER, 600, AIR, SWITCHBOARD | J10 - Electric Utilities | J1030 - Distribution | J1030140 - Sub Stations | 1 | EA | 1/2/1900 00:00:00 | E18-5 BREAKER | SWITCHING SUBSTATION SHELTER, E-1 | PWD MAYPORT
MAYPOR-1571 | A127176 | DYNAMIC PROTECTIVE DEVICE, CB-E18-6, CIRCUIT BREAKER, 600, AIR, SWITCHBOARD | J10 - Electric Utilities | J1030 - Distribution | J1030140 - Sub Stations | 1 | EA | 1/2/1900 00:00:00 | E18-6 BREAKER | SWITCHING SUBSTATION SHELTER, E-1 | PWD MAYPORT
MAYPOR-1571 | A127177 | DYNAMIC PROTECTIVE DEVICE, CB-E18-7, CIRCUIT BREAKER, 600, AIR, SWITCHBOARD | J10 - Electric Utilities | J1030 - Distribution | J1030140 - Sub Stations | 1 | EA | 1/2/1900 00:00:00 | E18-7 BREAKER | SWITCHING SUBSTATION SHELTER, E-1 | PWD MAYPORT
MAYPOR-1571 | A127178 | DYNAMIC PROTECTIVE DEVICE, CB-E18-8, CIRCUIT BREAKER, 600, AIR, SWITCHBOARD | J10 - Electric Utilities | J1030 - Distribution | J1030140 - Sub Stations | 1 | EA | 1/2/1900 00:00:00 | E18-8 BREAKER | SWITCHING SUBSTATION SHELTER, E-1 | PWD MAYPORT
MAYPOR-1571 | A127179 | DYNAMIC PROTECTIVE DEVICE, CB-E19, CIRCUIT BREAKER, 600, AIR, SWITCHBOARD | J10 - Electric Utilities | J1030 - Distribution | J1030140 - Sub Stations | 1 | EA | 1/2/1900 00:00:00 | E19 MAIN BREAKER | SWITCHING SUBSTATION SHELTER, E-1 | PWD MAYPORT
MAYPOR-1571 | A127180 | DYNAMIC PROTECTIVE DEVICE, CB-E19-1, CIRCUIT BREAKER, 600, AIR, SWITCHBOARD | J10 - Electric Utilities | J1030 - Distribution | J1030140 - Sub Stations | 1 | EA | 1/2/1900 00:00:00 | E19-1 BREAKER | SWITCHING SUBSTATION SHELTER, E-1 | PWD MAYPORT
MAYPOR-1571 | A127181 | DYNAMIC PROTECTIVE DEVICE, CB-E19-2, CIRCUIT BREAKER, 600, AIR, SWITCHBOARD | J10 - Electric Utilities | J1030 - Distribution | J1030140 - Sub Stations | 1 | EA | 1/2/1900 00:00:00 | E19-2 BREAKER | SWITCHING SUBSTATION SHELTER, E-1 | PWD MAYPORT
MAYPOR-1571 | A127182 | DYNAMIC PROTECTIVE DEVICE, CB-E19-3, CIRCUIT BREAKER, 600, AIR, SWITCHBOARD | J10 - Electric Utilities | J1030 - Distribution | J1030140 - Sub Stations | 1 | EA | 1/2/1900 00:00:00 | E19-3 BREAKER | SWITCHING SUBSTATION SHELTER, E-1 | PWD MAYPORT
MAYPOR-1571 | A127183 | DYNAMIC PROTECTIVE DEVICE, CB-E19-4, CIRCUIT BREAKER, 600, AIR, SWITCHBOARD | J10 - Electric Utilities | J1030 - Distribution | J1030140 - Sub Stations | 1 | EA | 1/2/1900 00:00:00 | E19-4 BREAKER | SWITCHING SUBSTATION SHELTER, E-1 | PWD MAYPORT
MAYPOR-1571 | A127184 | DYNAMIC PROTECTIVE DEVICE, CB-E19-5, CIRCUIT BREAKER, 600, AIR, SWITCHBOARD | J10 - Electric Utilities | J1030 - Distribution | J1030140 - Sub Stations | 1 | EA | 1/2/1900 00:00:00 | E19-5 BREAKER | SWITCHING SUBSTATION SHELTER, E-1 | PWD MAYPORT
MAYPOR-1571 | A127185 | DYNAMIC PROTECTIVE DEVICE, CB-E19-6, CIRCUIT BREAKER, 600, AIR, SWITCHBOARD | J10 - Electric Utilities | J1030 - Distribution | J1030140 - Sub Stations | 1 | EA | 1/2/1900 00:00:00 | E19-6 BREAKER | SWITCHING SUBSTATION SHELTER, E-1 | PWD MAYPORT
MAYPOR-1571 | A127186 | DYNAMIC PROTECTIVE DEVICE, CB-E19-7, CIRCUIT BREAKER, 600, AIR, SWITCHBOARD | J10 - Electric Utilities | J1030 - Distribution | J1030140 - Sub Stations | 1 | EA | 1/2/1900 00:00:00 | E19-7 BREAKER | SWITCHING SUBSTATION SHELTER, E-1 | PWD MAYPORT
MAYPOR-1572 | A126523 | DYNAMIC PROTECTIVE DEVICE, CB-E1-MAIN, CIRCUIT BREAKER, 600, UNKNOWN, SWITCHBOARD | J10 - Electric Utilities | J1030 - Distribution | J1030140 - Sub Stations | 1 | EA | 1/2/1900 00:00:00 | SUBSTATION, E-1 T1 - XFM, MAIN BREAKER | SWITCHING SUBSTATION SHELTER, E-1 | PWD MAYPORT
MAYPOR-1572 | A126524 | DYNAMIC PROTECTIVE DEVICE, CB-OP7-1, CIRCUIT BREAKER, 600, UNKNOWN, SWITCHBOARD | J10 - Electric Utilities | J1030 - Distribution | J1030140 - Sub Stations | 1 | EA | 1/2/1900 00:00:00 | SUBSTATION, E-1 T1 - XFM, OP7-1, AUXILIARY BREAKER | SWITCHING SUBSTATION SHELTER, E-1 | PWD MAYPORT
MAYPOR-1572 | A126525 | DYNAMIC PROTECTIVE DEVICE, B-OP7-2, CIRCUIT BREAKER, 600, UNKNOWN, SWITCHBOARD | J10 - Electric Utilities | J1030 - Distribution | J1030140 - Sub Stations | 1 | EA | 1/2/1900 00:00:00 | SUBSTATION, E-1 T1 - XFM, OP7-2, AUXILIARY BREAKER | SWITCHING SUBSTATION SHELTER, E-1 | PWD MAYPORT
MAYPOR-1572 | A126526 | DYNAMIC PROTECTIVE DEVICE, CB-OP7-3, CIRCUIT BREAKER, 600, UNKNOWN, SWITCHBOARD | J10 - Electric Utilities | J1030 - Distribution | J1030140 - Sub Stations | 1 | EA | 1/2/1900 00:00:00 | SUBSTATION, E-1 T1 - XFM, OP7-3, AUXILIARY BREAKER | SWITCHING SUBSTATION SHELTER, E-1 | PWD MAYPORT
MAYPOR-1572 | A126527 | DYNAMIC PROTECTIVE DEVICE, CB-OP5-1, CIRCUIT BREAKER, 600, UNKNOWN, SWITCHBOARD | J10 - Electric Utilities | J1030 - Distribution | J1030140 - Sub Stations | 1 | EA | 1/2/1900 00:00:00 | SUBSTATION, E-1 T1 - XFM, OP5, AUXILIARY BREAKER | SWITCHING SUBSTATION SHELTER, E-1 | PWD MAYPORT
MAYPOR-1572 | A126528 | DYNAMIC PROTECTIVE DEVICE, CB-OP6-1, CIRCUIT BREAKER, 600, UNKNOWN, SWITCHBOARD | J10 - Electric Utilities | J1030 - Distribution | J1030140 - Sub Stations | 1 | EA | 1/2/1900 00:00:00 | SUBSTATION, E-1 T1 - XFM, OP6, AUXILIARY BREAKER | SWITCHING SUBSTATION SHELTER, E-1 | PWD MAYPORT
MAYPOR-1572 | A126529 | DYNAMIC PROTECTIVE DEVICE, CB-LS, CIRCUIT BREAKER, 600, UNKNOWN, SWITCHBOARD | J10 - Electric Utilities | J1030 - Distribution | J1030140 - Sub Stations | 1 | EA | 1/2/1900 00:00:00 | SUBSTATION, E-1 T1 - XFM, LIFT STATION, AUXILIARY BREAKER | SWITCHING SUBSTATION SHELTER, E-1 | PWD MAYPORT
MAYPOR-1572 | UMA434000921 | SURFACE STRUCTURE, B1572 | J10 - Electric Utilities | J1030 - Distribution | J1030140 - Sub Stations | 1 | EA | 1/2/1900 00:00:00 | ECHO-1 WHARF SUBSTATION | SWITCHING SUBSTATION SHELTER, E-1 | PWD MAYPORT
MAYPOR-1572 | UMA434000925 | RECEPTACLE, ER-OP6-1, OTHER, 480, 3-WIRE | J10 - Electric Utilities | J1030 - Distribution | J1030140 - Sub Stations | 1 | EA | 1/1/1991 00:00:00 | ECHO-1 OP6, IGLOO IG 7 | SWITCHING SUBSTATION SHELTER, E-1 | PWD MAYPORT
MAYPOR-1572 | UMA434000926 | RECEPTACLE, ER-OP6-2, OTHER, 480, 3-WIRE | J10 - Electric Utilities | J1030 - Distribution | J1030140 - Sub Stations | 1 | EA | 1/1/1991 00:00:00 | ECHO-1 OP6 IGLOO IG 7 | SWITCHING SUBSTATION SHELTER, E-1 | PWD MAYPORT
MAYPOR-1572 | UMA434000927 | UEM,Transformer, T-1572-1, Distribution, Unit Substation, 1,500.0 KVA, Oil Immersed/Forced Air | J10 - Electric Utilities | J1030 - Distribution | J1030140 - Sub Stations | 1 | EA | 1/1/1982 00:00:00 | ECHO-1; AT WHARF, WEST OF SUBSTATION B1572 | SWITCHING SUBSTATION SHELTER, E-1 | PWD MAYPORT
MAYPOR-1922 | A121629 | UEM,Transformer, T-1922-1, Distribution, Pad Mounted, 3,750.0 KVA, Oil Immersed | J10 - Electric Utilities | J1030 - Distribution | J1030140 - Sub Stations | 1 | EA | 1/1/2014 00:00:00 | PAD MOUNT TRANSFORMER 3750KVA - 362 BRAVO PIER SUB B-3 | SWITCHING SUBSTA SHELTER B-3 | PWD MAYPORT
MAYPOR-1922 | A121630 | UEM,Transformer, T-1922-2, Distribution, Pad Mounted, 3,750.0 KVA, Oil Immersed | J10 - Electric Utilities | J1030 - Distribution | J1030140 - Sub Stations | 1 | EA | 1/1/2014 00:00:00 | PAD MOUNT TRANSFORMER 3750KVA - 362 BRAVO PIER SUB B-3 | SWITCHING SUBSTA SHELTER B-3 | PWD MAYPORT
MAYPOR-1922 | A121901 | SOLID STATE RELAY, GR-B3F, GROUND | J10 - Electric Utilities | J1030 - Distribution | J1030140 - Sub Stations | 1 | EA | 1/2/1900 00:00:00 | B3F GROUND RELAY (BLDG #1922) | SWITCHING SUBSTA SHELTER B-3 | PWD MAYPORT
MAYPOR-1922 | A121902 | SOLID STATE RELAY, GR-B3A, GROUND | J10 - Electric Utilities | J1030 - Distribution | J1030140 - Sub Stations | 1 | EA | 1/2/1900 00:00:00 | B3A GROUND RELAY (BLDG #1922) | SWITCHING SUBSTA SHELTER B-3 | PWD MAYPORT
MAYPOR-1922 | A126530 | SOLID STATE RELAY, SSR-B3F-1, SOLID STATE PROTECTIVE | J10 - Electric Utilities | J1030 - Distribution | J1030140 - Sub Stations | 1 | EA | 1/2/1900 00:00:00 | BRAVO 3 B3F RELAY #1 (BLDG #1922) | SWITCHING SUBSTA SHELTER B-3 | PWD MAYPORT
MAYPOR-1922 | A126531 | SOLID STATE RELAY, SSR-B3F-2, SOLID STATE PROTECTIVE | J10 - Electric Utilities | J1030 - Distribution | J1030140 - Sub Stations | 1 | EA | 1/2/1900 00:00:00 | BRAVO 3 B3F RELAY #2 (BLDG #1922) | SWITCHING SUBSTA SHELTER B-3 | PWD MAYPORT
MAYPOR-1922 | A126532 | SOLID STATE RELAY, SSR-B3F-3, SOLID STATE PROTECTIVE | J10 - Electric Utilities | J1030 - Distribution | J1030140 - Sub Stations | 1 | EA | 1/2/1900 00:00:00 | BRAVO 3 B3F RELAY #3 (BLDG #1922) | SWITCHING SUBSTA SHELTER B-3 | PWD MAYPORT
MAYPOR-1922 | A126533 | UEM,Solid State Relay, SSR-B3F-4, Solid State Protective, 600 VOLT | J10 - Electric Utilities | J1030 - Distribution | J1030140 - Sub Stations | 1 | EA | 1/2/1900 00:00:00 | BRAVO 3 B3F RELAY #4 (BLDG #1922) | SWITCHING SUBSTA SHELTER B-3 | PWD MAYPORT
MAYPOR-1922 | A126534 | SOLID STATE RELAY, SSR-B3G-1, SOLID STATE PROTECTIVE | J10 - Electric Utilities | J1030 - Distribution | J1030140 - Sub Stations | 1 | EA | 1/2/1900 00:00:00 | BRAVO 3 B3G RELAY #1 (BLDG #1922) | SWITCHING SUBSTA SHELTER B-3 | PWD MAYPORT
MAYPOR-1922 | A126535 | SOLID STATE RELAY, SSR-B3G-2, SOLID STATE PROTECTIVE | J10 - Electric Utilities | J1030 - Distribution | J1030140 - Sub Stations | 1 | EA | 1/2/1900 00:00:00 | BRAVO 3 B3G RELAY #2 (BLDG #1922) | SWITCHING SUBSTA SHELTER B-3 | PWD MAYPORT
MAYPOR-1922 | A126536 | SOLID STATE RELAY, SSR-B3G-3, SOLID STATE PROTECTIVE | J10 - Electric Utilities | J1030 - Distribution | J1030140 - Sub Stations | 1 | EA | 1/2/1900 00:00:00 | BRAVO 3 B3G RELAY #3 (BLDG #1922) | SWITCHING SUBSTA SHELTER B-3 | PWD MAYPORT
MAYPOR-1922 | A126537 | UEM,Solid State Relay, SSR-B3G-4, Solid State Protective, 600 VOLT | J10 - Electric Utilities | J1030 - Distribution | J1030140 - Sub Stations | 1 | EA | 1/2/1900 00:00:00 | BRAVO 3 B3G RELAY #4 (BLDG #1922) | SWITCHING SUBSTA SHELTER B-3 | PWD MAYPORT
MAYPOR-1922 | A126538 | SOLID STATE RELAY, SSR-B3H-1, SOLID STATE PROTECTIVE | J10 - Electric Utilities | J1030 - Distribution | J1030140 - Sub Stations | 1 | EA | 1/2/1900 00:00:00 | BRAVO 3 B3H RELAY #1 (BLDG #1922) | SWITCHING SUBSTA SHELTER B-3 | PWD MAYPORT
MAYPOR-1922 | A126539 | UEM,Solid State Relay, SSR-B3H-2, Solid State Protective, 600 VOLT | J10 - Electric Utilities | J1030 - Distribution | J1030140 - Sub Stations | 1 | EA | 1/2/1900 00:00:00 | BRAVO 3 B3H RELAY #2 (BLDG #1922) | SWITCHING SUBSTA SHELTER B-3 | PWD MAYPORT
MAYPOR-1922 | A126540 | SOLID STATE RELAY, SSR-B3H-3, SO,ID STATE PROTECTIVE | J10 - Electric Utilities | J1030 - Distribution | J1030140 - Sub Stations | 1 | EA | 1/2/1900 00:00:00 | BRAVO 3 B3H RELAY #3 (BLDG #1922) | SWITCHING SUBSTA SHELTER B-3 | PWD MAYPORT
MAYPOR-1922 | A126541 | SOLID STATE RELAY, SSR-B3H-4, SOLID STATE PROTECTIVE | J10 - Electric Utilities | J1030 - Distribution | J1030140 - Sub Stations | 1 | EA | 1/2/1900 00:00:00 | BRAVO 3 B3H RELAY #4 (BLDG #1922) | SWITCHING SUBSTA SHELTER B-3 | PWD MAYPORT
MAYPOR-1922 | A126542 | SOLID STATE RELAY, SSR-B3A-1, SOLID STATE PROTECTIVE | J10 - Electric Utilities | J1030 - Distribution | J1030140 - Sub Stations | 1 | EA | 1/2/1900 00:00:00 | BRAVO 3 B3A RELAY #1 (BLDG #1922) | SWITCHING SUBSTA SHELTER B-3 | PWD MAYPORT
MAYPOR-1922 | A126543 | UEM,Solid State Relay, SSR-B3A-2, Solid State Protective, 600 VOLT | J10 - Electric Utilities | J1030 - Distribution | J1030140 - Sub Stations | 1 | EA | 1/2/1900 00:00:00 | BRAVO 3 B3A RELAY #2 (BLDG #1922) | SWITCHING SUBSTA SHELTER B-3 | PWD MAYPORT
MAYPOR-1922 | A126544 | SOLID STATE RELAY, SSR-B3A-3, SOLID STATE PROTECTIVE | J10 - Electric Utilities | J1030 - Distribution | J1030140 - Sub Stations | 1 | EA | 1/2/1900 00:00:00 | BRAVO 3 B3A RELAY #3 (BLDG #1922) | SWITCHING SUBSTA SHELTER B-3 | PWD MAYPORT
MAYPOR-1922 | A126545 | SOLID STATE RELAY, SSR-B3A-4, SOLID STATE PROTECTIVE | J10 - Electric Utilities | J1030 - Distribution | J1030140 - Sub Stations | 1 | EA | 1/2/1900 00:00:00 | BRAVO 3 B3A RELAY #4 (BLDG #1922) | SWITCHING SUBSTA SHELTER B-3 | PWD MAYPORT
MAYPOR-1922 | A126546 | SOLID STATE RELAY, SSR-B3B-1, SOLID STATE PROTECTIVE | J10 - Electric Utilities | J1030 - Distribution | J1030140 - Sub Stations | 1 | EA | 1/2/1900 00:00:00 | BRAVO 3 B3B RELAY #1 (BLDG #1922) | SWITCHING SUBSTA SHELTER B-3 | PWD MAYPORT
MAYPOR-1922 | A126547 | SOLID STATE RELAY, SSR-B3B-2, SOLID STATE PROTECTIVE | J10 - Electric Utilities | J1030 - Distribution | J1030140 - Sub Stations | 1 | EA | 1/2/1900 00:00:00 | BRAVO 3 B3B RELAY #2 (BLDG #1922) | SWITCHING SUBSTA SHELTER B-3 | PWD MAYPORT
MAYPOR-1922 | A126548 | SOLID STATE RELAY, SSR-B3B-3, SOLID STATE PROTECTIVE | J10 - Electric Utilities | J1030 - Distribution | J1030140 - Sub Stations | 1 | EA | 1/2/1900 00:00:00 | BRAVO 3 B3B RELAY #3 (BLDG #1922) | SWITCHING SUBSTA SHELTER B-3 | PWD MAYPORT
MAYPOR-1922 | A126549 | SOLID STATE RELAY, SSR-B3B-4, SOLID STATE PROTECTIVE | J10 - Electric Utilities | J1030 - Distribution | J1030140 - Sub Stations | 1 | EA | 1/2/1900 00:00:00 | BRAVO 3 B3B RELAY #4 (BLDG #1922) | SWITCHING SUBSTA SHELTER B-3 | PWD MAYPORT
MAYPOR-1922 | A126550 | SOLID STATE RELAY, SSR-B3C-1, SOLID STATE PROTECTIVE | J10 - Electric Utilities | J1030 - Distribution | J1030140 - Sub Stations | 1 | EA | 1/2/1900 00:00:00 | BRAVO 3 B3C RELAY #1 (BLDG #1922) | SWITCHING SUBSTA SHELTER B-3 | PWD MAYPORT
MAYPOR-1922 | A126551 | SOLID STATE RELAY, SSR-B3C-2, SOLID STATE PROTECTIVE | J10 - Electric Utilities | J1030 - Distribution | J1030140 - Sub Stations | 1 | EA | 1/2/1900 00:00:00 | BRAVO 3 B3C RELAY #2 (BLDG #1922) | SWITCHING SUBSTA SHELTER B-3 | PWD MAYPORT
MAYPOR-1922 | A126552 | UEM,Solid State Relay, SSR-B3C-3, Solid State Protective, 600 VOLT | J10 - Electric Utilities | J1030 - Distribution | J1030140 - Sub Stations | 1 | EA | 1/2/1900 00:00:00 | BRAVO 3 B3C RELAY #3 (BLDG #1922) | SWITCHING SUBSTA SHELTER B-3 | PWD MAYPORT
MAYPOR-1922 | A126553 | SOLID STATE RELAY, SSR-B3C-4, SOLID STATE PROTECTIVE | J10 - Electric Utilities | J1030 - Distribution | J1030140 - Sub Stations | 1 | EA | 1/2/1900 00:00:00 | BRAVO 3 B3C RELAY #4 (BLDG #1922) | SWITCHING SUBSTA SHELTER B-3 | PWD MAYPORT
MAYPOR-1922 | A126558 | DYNAMIC PROTECTIVE DEVICE, CB-B3G, CIRCUIT BREAKER, 600, UNKNOWN, SWITCHBOARD | J10 - Electric Utilities | J1030 - Distribution | J1030140 - Sub Stations | 1 | EA | 1/2/1900 00:00:00 | BRAVO 3 B3G BREAKER (BLDG #1922) | SWITCHING SUBSTA SHELTER B-3 | PWD MAYPORT
MAYPOR-1922 | A126559 | DYNAMIC PROTECTIVE DEVICE, CB-B3F, CIRCUIT BREAKER, 600, UNKNOWN, SWITCHBOARD | J10 - Electric Utilities | J1030 - Distribution | J1030140 - Sub Stations | 1 | EA | 1/2/1900 00:00:00 | BRAVO 3 B3F BREAKER (BLDG #1922) | SWITCHING SUBSTA SHELTER B-3 | PWD MAYPORT
MAYPOR-1922 | A126561 | DYNAMIC PROTECTIVE DEVICE, CB-B3F-MAINT, CIRCUIT BREAKER, 600, UNKNOWN, SWITCHBOARD | J10 - Electric Utilities | J1030 - Distribution | J1030140 - Sub Stations | 1 | EA | 1/2/1900 00:00:00 | BRAVO 3 B3F MAINTENANCE BREAKER (BLDG #1922) | SWITCHING SUBSTA SHELTER B-3 | PWD MAYPORT
MAYPOR-1922 | A126566 | DYNAMIC PROTECTIVE DEVICE, CB-B3H, CIRCUIT BREAKER, 600, UNKNOWN, SWITCHBOARD | J10 - Electric Utilities | J1030 - Distribution | J1030140 - Sub Stations | 1 | EA | 1/2/1900 00:00:00 | BRAVO 3 B3H BREAKER (BLDG #1922) | SWITCHING SUBSTA SHELTER B-3 | PWD MAYPORT
MAYPOR-1922 | A126571 | DYNAMIC PROTECTIVE DEVICE, CB-B3A, CIRCUIT BREAKER, 600, UNKNOWN, SWITCHBOARD | J10 - Electric Utilities | J1030 - Distribution | J1030140 - Sub Stations | 1 | EA | 1/2/1900 00:00:00 | BRAVO 3 B3A BREAKER (BLDG #1922) | SWITCHING SUBSTA SHELTER B-3 | PWD MAYPORT
MAYPOR-1922 | A126577 | DYNAMIC PROTECTIVE DEVICE, CB-B3A-MAINT, CIRCUIT BREAKER, 600, UNKNOWN, SWITCHBOARD | J10 - Electric Utilities | J1030 - Distribution | J1030140 - Sub Stations | 1 | EA | 1/2/1900 00:00:00 | BRAVO 3 B3A MAINTENANCE BREAKER (BLDG #1922) | SWITCHING SUBSTA SHELTER B-3 | PWD MAYPORT
MAYPOR-1922 | A126578 | DYNAMIC PROTECTIVE DEVICE, CB-B3B, CIRCUIT BREAKER, 600, UNKNOWN, SWITCHBOARD | J10 - Electric Utilities | J1030 - Distribution | J1030140 - Sub Stations | 1 | EA | 1/2/1900 00:00:00 | BRAVO 3 B3B BREAKER (BLDG #1922) | SWITCHING SUBSTA SHELTER B-3 | PWD MAYPORT
MAYPOR-1922 | A126583 | DYNAMIC PROTECTIVE DEVICE, CB-B3C, CIRCUIT BREAKER, 600, UNKNOWN, SWITCHBOARD | J10 - Electric Utilities | J1030 - Distribution | J1030140 - Sub Stations | 1 | EA | 1/2/1900 00:00:00 | BRAVO 3 B3C BREAKER (BLDG #1922) | SWITCHING SUBSTA SHELTER B-3 | PWD MAYPORT
MAYPOR-1922 | UMA654000134 | UEM,Switch, SW-1922-1, Unit Substation, Load Interrupter, 35,000 VOLT, Air | J10 - Electric Utilities | J1030 - Distribution | J1030150 - Circuits | 1 | LF | 1/1/2006 00:00:00 | MAIN LOAD BREAK FOR T-1922-1 | SWITCHING SUBSTA SHELTER B-3 | PWD MAYPORT
MAYPOR-1922 | UMA654000136 | UEM,Switch, SW-1922-1, Unit Substation, Load Interrupter, 35,000 VOLT, Air | J10 - Electric Utilities | J1030 - Distribution | J1030150 - Circuits | 1 | LF | 1/1/2006 00:00:00 | 362SS | SWITCHING SUBSTA SHELTER B-3 | PWD MAYPORT
MAYPOR-1923SS | A121621 | UEM,Transformer, T-1923-1, Distribution, Pad Mounted, 3,750.0 KVA, Oil Immersed | J10 - Electric Utilities | J1030 - Distribution | J1030140 - Sub Stations | 1 | EA | 1/1/2016 00:00:00 | PAD MOUNT TRANSFORMER 3750KVA - 342 BRAVO PIER (SUB B-2) | SUBSTA @ B2, 3750 KV IN 1923 | PWD MAYPORT
MAYPOR-1923SS | A121893 | UEM,Solid State Relay, GR-B2, Ground, 600 VOLT | J10 - Electric Utilities | J1030 - Distribution | J1030140 - Sub Stations | 1 | EA | 1/2/1900 00:00:00 | BRAVO 2 ELECTRICAL SUBSTATION ( BLDG # 1923) | SUBSTA @ B2, 3750 KV IN 1923 | PWD MAYPORT
MAYPOR-1923SS | A127273 | SOLID STATE RELAY, SSPR-B2F-1, SS PROTECTIVE | J10 - Electric Utilities | J1030 - Distribution | J1030140 - Sub Stations | 1 | EA | 1/2/1900 00:00:00 | BRAVO 2 ELECTRICAL SUBSTATION ( BLDG # 1923) | SUBSTA @ B2, 3750 KV IN 1923 | PWD MAYPORT
MAYPOR-1923SS | A127274 | SOLID STATE RELAY, SSR-B2F-2, SS PROTECTIVE | J10 - Electric Utilities | J1030 - Distribution | J1030140 - Sub Stations | 1 | EA | 1/2/1900 00:00:00 | BRAVO 2 ELECTRICAL SUBSTATION ( BLDG # 1923) | SUBSTA @ B2, 3750 KV IN 1923 | PWD MAYPORT
MAYPOR-1923SS | A127275 | SOLID STATE RELAY, SSR-B2F-3, SS PROTECTIVE | J10 - Electric Utilities | J1030 - Distribution | J1030140 - Sub Stations | 1 | EA | 1/2/1900 00:00:00 | BRAVO 2 ELECTRICAL SUBSTATION ( BLDG # 1923) | SUBSTA @ B2, 3750 KV IN 1923 | PWD MAYPORT
MAYPOR-1923SS | A127276 | SOLID STATE RELAY, SSR-B2F-4, SS PROTECTIVE | J10 - Electric Utilities | J1030 - Distribution | J1030140 - Sub Stations | 1 | EA | 1/2/1900 00:00:00 | BRAVO 2 ELECTRICAL SUBSTATION ( BLDG # 1923) | SUBSTA @ B2, 3750 KV IN 1923 | PWD MAYPORT
MAYPOR-1923SS | A127277 | SOLID STATE RELAY, SSR-B2G-1, SS PROTECTIVE | J10 - Electric Utilities | J1030 - Distribution | J1030140 - Sub Stations | 1 | EA | 1/2/1900 00:00:00 | BRAVO 2 ELECTRICAL SUBSTATION ( BLDG # 1923) | SUBSTA @ B2, 3750 KV IN 1923 | PWD MAYPORT
MAYPOR-1923SS | A127278 | SOLID STATE RELAY, SSR-B2G-2, SS PROTECTIVE | J10 - Electric Utilities | J1030 - Distribution | J1030140 - Sub Stations | 1 | EA | 1/2/1900 00:00:00 | BRAVO 2 ELECTRICAL SUBSTATION ( BLDG # 1923) | SUBSTA @ B2, 3750 KV IN 1923 | PWD MAYPORT
MAYPOR-1923SS | A127279 | SOLID STATE RELAY, SSR-B2G-3, SS PROTECTIVE | J10 - Electric Utilities | J1030 - Distribution | J1030140 - Sub Stations | 1 | EA | 1/2/1900 00:00:00 | BRAVO 2 ELECTRICAL SUBSTATION ( BLDG # 1923) | SUBSTA @ B2, 3750 KV IN 1923 | PWD MAYPORT
MAYPOR-1923SS | A127280 | SOLID STATE RELAY, SSR-B2G-4, SS PROTECTIVE | J10 - Electric Utilities | J1030 - Distribution | J1030140 - Sub Stations | 1 | EA | 1/2/1900 00:00:00 | BRAVO 2 ELECTRICAL SUBSTATION ( BLDG # 1923) | SUBSTA @ B2, 3750 KV IN 1923 | PWD MAYPORT
MAYPOR-1923SS | A127281 | SOLID STATE RELAY, SSR-B2H-1, SS PROTECTIVE | J10 - Electric Utilities | J1030 - Distribution | J1030140 - Sub Stations | 1 | EA | 1/2/1900 00:00:00 | BRAVO 2 ELECTRICAL SUBSTATION ( BLDG # 1923) | SUBSTA @ B2, 3750 KV IN 1923 | PWD MAYPORT
MAYPOR-1923SS | A127282 | SOLID STATE RELAY, SSR-B2H-2, SS PROTECTIVE | J10 - Electric Utilities | J1030 - Distribution | J1030140 - Sub Stations | 1 | EA | 1/2/1900 00:00:00 | BRAVO 2 ELECTRICAL SUBSTATION ( BLDG # 1923) | SUBSTA @ B2, 3750 KV IN 1923 | PWD MAYPORT
MAYPOR-1923SS | A127283 | SOLID STATE RELAY, SSR-B2H-3, SS PROTECTIVE | J10 - Electric Utilities | J1030 - Distribution | J1030140 - Sub Stations | 1 | EA | 1/2/1900 00:00:00 | BRAVO 2 ELECTRICAL SUBSTATION ( BLDG # 1923) | SUBSTA @ B2, 3750 KV IN 1923 | PWD MAYPORT
MAYPOR-1923SS | A127284 | SOLID STATE RELAY, SSR-B2H-4, SS PROTECTIVE | J10 - Electric Utilities | J1030 - Distribution | J1030140 - Sub Stations | 1 | EA | 1/2/1900 00:00:00 | BRAVO 2 ELECTRICAL SUBSTATION ( BLDG # 1923) | SUBSTA @ B2, 3750 KV IN 1923 | PWD MAYPORT
MAYPOR-1923SS | A127285 | SOLID STATE RELAY, SSR-B2A-1, SS PROTECTIVE | J10 - Electric Utilities | J1030 - Distribution | J1030140 - Sub Stations | 1 | EA | 1/2/1900 00:00:00 | BRAVO 2 ELECTRICAL SUBSTATION ( BLDG # 1923) | SUBSTA @ B2, 3750 KV IN 1923 | PWD MAYPORT
MAYPOR-1923SS | A127286 | SOLID STATE RELAY, SSR-B2A-2, SS PROTECTIVE | J10 - Electric Utilities | J1030 - Distribution | J1030140 - Sub Stations | 1 | EA | 1/2/1900 00:00:00 | BRAVO 2 ELECTRICAL SUBSTATION ( BLDG # 1923) | SUBSTA @ B2, 3750 KV IN 1923 | PWD MAYPORT
MAYPOR-1923SS | A127287 | SOLID STATE RELAY, SSR-B2A-3, SS PROTECTIVE | J10 - Electric Utilities | J1030 - Distribution | J1030140 - Sub Stations | 1 | EA | 1/2/1900 00:00:00 | BRAVO 2 ELECTRICAL SUBSTATION ( BLDG # 1923) | SUBSTA @ B2, 3750 KV IN 1923 | PWD MAYPORT
MAYPOR-1923SS | A127288 | SOLID STATE RELAY, SSR-B2A-4, SS PROTECTIVE | J10 - Electric Utilities | J1030 - Distribution | J1030140 - Sub Stations | 1 | EA | 1/2/1900 00:00:00 | BRAVO 2 ELECTRICAL SUBSTATION ( BLDG # 1923) | SUBSTA @ B2, 3750 KV IN 1923 | PWD MAYPORT
MAYPOR-1923SS | A127289 | SOLID STATE RELAY, SSR-B2B-1, SS PROTECTIVE | J10 - Electric Utilities | J1030 - Distribution | J1030140 - Sub Stations | 1 | EA | 1/2/1900 00:00:00 | BRAVO 2 ELECTRICAL SUBSTATION ( BLDG # 1923) | SUBSTA @ B2, 3750 KV IN 1923 | PWD MAYPORT
MAYPOR-1923SS | A127290 | SOLID STATE RELAY, SSR-B2B-2, SS PROTECTIVE | J10 - Electric Utilities | J1030 - Distribution | J1030140 - Sub Stations | 1 | EA | 1/2/1900 00:00:00 | BRAVO 2 ELECTRICAL SUBSTATION ( BLDG # 1923) | SUBSTA @ B2, 3750 KV IN 1923 | PWD MAYPORT
MAYPOR-1923SS | A127291 | SOLID STATE RELAY, SSR-B2B-3, SS PROTECTIVE | J10 - Electric Utilities | J1030 - Distribution | J1030140 - Sub Stations | 1 | EA | 1/2/1900 00:00:00 | BRAVO 2 ELECTRICAL SUBSTATION ( BLDG # 1923) | SUBSTA @ B2, 3750 KV IN 1923 | PWD MAYPORT
MAYPOR-1923SS | A127292 | SOLID STATE RELAY, SSR-B2B-4, SS PROTECTIVE | J10 - Electric Utilities | J1030 - Distribution | J1030140 - Sub Stations | 1 | EA | 1/2/1900 00:00:00 | BRAVO 2 ELECTRICAL SUBSTATION ( BLDG # 1923) | SUBSTA @ B2, 3750 KV IN 1923 | PWD MAYPORT
MAYPOR-1923SS | A127293 | SOLID STATE RELAY, SSR-B2C-1, SS PROTECTIVE | J10 - Electric Utilities | J1030 - Distribution | J1030140 - Sub Stations | 1 | EA | 1/2/1900 00:00:00 | BRAVO 2 ELECTRICAL SUBSTATION ( BLDG # 1923) | SUBSTA @ B2, 3750 KV IN 1923 | PWD MAYPORT
MAYPOR-1923SS | A127294 | SOLID STATE RELAY, SSR-B2C-2, SS PROTECTIVE | J10 - Electric Utilities | J1030 - Distribution | J1030140 - Sub Stations | 1 | EA | 1/2/1900 00:00:00 | BRAVO 2 ELECTRICAL SUBSTATION ( BLDG # 1923) | SUBSTA @ B2, 3750 KV IN 1923 | PWD MAYPORT
MAYPOR-1923SS | A127295 | SOLID STATE RELAY, SSR-B2C-3, SS PROTECTIVE | J10 - Electric Utilities | J1030 - Distribution | J1030140 - Sub Stations | 1 | EA | 1/2/1900 00:00:00 | BRAVO 2 ELECTRICAL SUBSTATION ( BLDG # 1923) | SUBSTA @ B2, 3750 KV IN 1923 | PWD MAYPORT
MAYPOR-1923SS | A127296 | SOLID STATE RELAY, SSR-B2C-4, SS PROTECTIVE | J10 - Electric Utilities | J1030 - Distribution | J1030140 - Sub Stations | 1 | EA | 1/2/1900 00:00:00 | BRAVO 2 ELECTRICAL SUBSTATION ( BLDG # 1923) | SUBSTA @ B2, 3750 KV IN 1923 | PWD MAYPORT
MAYPOR-1923SS | A127297 | DYNAMIC PROTECTIVE DEVICE, CB-B2-F, CIRCUIT BREAKER, 600, UNKNOWN, SWITCHBOARD | J10 - Electric Utilities | J1030 - Distribution | J1030140 - Sub Stations | 1 | EA | 1/2/1900 00:00:00 | BRAVO 2 ELECTRICAL SUBSTATION ( BLDG # 1923) | SUBSTA @ B2, 3750 KV IN 1923 | PWD MAYPORT
MAYPOR-1923SS | A127303 | DYNAMIC PROTECTIVE DEVICE, CB-B2-MAINT2, CIRCUIT BREAKER, 600, UNKNOWN, SWITCHBOARD | J10 - Electric Utilities | J1030 - Distribution | J1030140 - Sub Stations | 1 | EA | 1/2/1900 00:00:00 | BRAVO 2 ELECTRICAL SUBSTATION ( BLDG # 1923) | SUBSTA @ B2, 3750 KV IN 1923 | PWD MAYPORT
MAYPOR-1923SS | A127304 | DYNAMIC PROTECTIVE DEVICE, CB-B2-G, CIRCUIT BREAKER, 600, UNKNOWN, SWITCHBOARD | J10 - Electric Utilities | J1030 - Distribution | J1030140 - Sub Stations | 1 | EA | 1/2/1900 00:00:00 | BRAVO 2 ELECTRICAL SUBSTATION ( BLDG # 1923) | SUBSTA @ B2, 3750 KV IN 1923 | PWD MAYPORT
MAYPOR-1923SS | A127309 | DYNAMIC PROTECTIVE DEVICE, CB-B2-H, CIRCUIT BREAKER, 600, UNKNOWN, SWITCHBOARD | J10 - Electric Utilities | J1030 - Distribution | J1030140 - Sub Stations | 1 | EA | 1/2/1900 00:00:00 | BRAVO 2 ELECTRICAL SUBSTATION ( BLDG # 1923) | SUBSTA @ B2, 3750 KV IN 1923 | PWD MAYPORT
MAYPOR-1923SS | A127314 | DYNAMIC PROTECTIVE DEVICE, CB-B2-A, CIRCUIT BREAKER, 600, UNKNOWN, SWITCHBOARD | J10 - Electric Utilities | J1030 - Distribution | J1030140 - Sub Stations | 1 | EA | 1/2/1900 00:00:00 | BRAVO 2 ELECTRICAL SUBSTATION ( BLDG # 1923) | SUBSTA @ B2, 3750 KV IN 1923 | PWD MAYPORT
MAYPOR-1923SS | A127320 | DYNAMIC PROTECTIVE DEVICE, CB-B2-B, CIRCUIT BREAKER, 600, UNKNOWN, SWITCHBOARD | J10 - Electric Utilities | J1030 - Distribution | J1030140 - Sub Stations | 1 | EA | 1/2/1900 00:00:00 | BRAVO 2 ELECTRICAL SUBSTATION ( BLDG # 1923 | SUBSTA @ B2, 3750 KV IN 1923 | PWD MAYPORT
MAYPOR-1923SS | A127325 | DYNAMIC PROTECTIVE DEVICE, CB-B2-C, CIRCUIT BREAKER, 600, UNKNOWN, SWITCHBOARD | J10 - Electric Utilities | J1030 - Distribution | J1030140 - Sub Stations | 1 | EA | 1/2/1900 00:00:00 | BRAVO 2 ELECTRICAL SUBSTATION ( BLDG # 1923) | SUBSTA @ B2, 3750 KV IN 1923 | PWD MAYPORT
MAYPOR-1923SS | A127331 | DYNAMIC PROTECTIVE DEVICE, CB-B2-MAINT1, CIRCUIT BREAKER, 600, UNKNOWN, SWITCHBOARD | J10 - Electric Utilities | J1030 - Distribution | J1030140 - Sub Stations | 1 | EA | 1/2/1900 00:00:00 | BRAVO 2 ELECTRICAL SUBSTATION ( BLDG # 1923) | SUBSTA @ B2, 3750 KV IN 1923 | PWD MAYPORT
MAYPOR-1923SS | UMA434000929 | SURFACE STRUCTURE, B1923 | J10 - Electric Utilities | J1030 - Distribution | J1030140 - Sub Stations | 1 | EA | 1/2/1900 00:00:00 | BRAVO-2 WHARF | SUBSTA @ B2, 3750 KV IN 1923 | PWD MAYPORT
MAYPOR-1924SS | A121614 | UEM,Transformer, T-1924-1, Distribution, Pad Mounted, 3,750.0 KVA, Oil Immersed | J10 - Electric Utilities | J1030 - Distribution | J1030140 - Sub Stations | 1 | EA | 1/1/2013 00:00:00 | PAD MOUNT TRANSFORMER 3750KVA - 326 BRAVO PIER (SUB B-1) | SUBSTA@B1, 2-3750 KV IN 1924 | PWD MAYPORT
MAYPOR-1924SS | A121615 | UEM,Transformer, T-1924-2, Distribution, Pad Mounted, 3,750.0 KVA, Oil Immersed | J10 - Electric Utilities | J1030 - Distribution | J1030140 - Sub Stations | 1 | EA | 1/1/2013 00:00:00 | PAD MOUNT TRANSFORMER 3750KVA - 326 BRAVO PIER (SUB B-1) | SUBSTA@B1, 2-3750 KV IN 1924 | PWD MAYPORT
MAYPOR-1924SS | A121885 | UEM,Solid State Relay, GR-B1F, Ground, 600 VOLT | J10 - Electric Utilities | J1030 - Distribution | J1030140 - Sub Stations | 1 | EA | 1/2/1900 00:00:00 | BRAVO 1 ELECTRICAL SUBSTATION ( BLDG #1924) | SUBSTA@B1, 2-3750 KV IN 1924 | PWD MAYPORT
MAYPOR-1924SS | A127212 | UEM,Solid State Relay, SSPR-B1F-1, Ss Protective, 600 VOLT | J10 - Electric Utilities | J1030 - Distribution | J1030140 - Sub Stations | 1 | EA | 1/2/1900 00:00:00 | BRAVO 1 ELECTRICAL SUBSTATION ( BLDG #1924) | SUBSTA@B1, 2-3750 KV IN 1924 | PWD MAYPORT
MAYPOR-1924SS | A127213 | SOLID STATE RELAY, SSPR-B1F-2, SS PROTECTIVE | J10 - Electric Utilities | J1030 - Distribution | J1030140 - Sub Stations | 1 | EA | 1/2/1900 00:00:00 | BRAVO 1 ELECTRICAL SUBSTATION ( BLDG #1924) | SUBSTA@B1, 2-3750 KV IN 1924 | PWD MAYPORT
MAYPOR-1924SS | A127214 | SOLID STATE RELAY, SSPR-B1F-3, SS PROTECTIVE | J10 - Electric Utilities | J1030 - Distribution | J1030140 - Sub Stations | 1 | EA | 1/2/1900 00:00:00 | BRAVO 1 ELECTRICAL SUBSTATION ( BLDG #1924) | SUBSTA@B1, 2-3750 KV IN 1924 | PWD MAYPORT
MAYPOR-1924SS | A127215 | SOLID STATE RELAY, SSPR-B1F-4, SS PROTECTIVE | J10 - Electric Utilities | J1030 - Distribution | J1030140 - Sub Stations | 1 | EA | 1/2/1900 00:00:00 | BRAVO 1 ELECTRICAL SUBSTATION ( BLDG #1924) | SUBSTA@B1, 2-3750 KV IN 1924 | PWD MAYPORT
MAYPOR-1924SS | A127216 | SOLID STATE RELAY, SSPR-B1G-1, SS PROTECTIVE | J10 - Electric Utilities | J1030 - Distribution | J1030140 - Sub Stations | 1 | EA | 1/2/1900 00:00:00 | BRAVO 1 ELECTRICAL SUBSTATION ( BLDG #1924) | SUBSTA@B1, 2-3750 KV IN 1924 | PWD MAYPORT
MAYPOR-1924SS | A127217 | SOLID STATE RELAY, SSPR-B1G-2, SS PROTECTIVE | J10 - Electric Utilities | J1030 - Distribution | J1030140 - Sub Stations | 1 | EA | 1/2/1900 00:00:00 | BRAVO 1 ELECTRICAL SUBSTATION ( BLDG #1924) | SUBSTA@B1, 2-3750 KV IN 1924 | PWD MAYPORT
MAYPOR-1924SS | A127218 | SOLID STATE RELAY, SSPR-B1-3, SS PROTECTIVE | J10 - Electric Utilities | J1030 - Distribution | J1030140 - Sub Stations | 1 | EA | 1/2/1900 00:00:00 | BRAVO 1 ELECTRICAL SUBSTATION ( BLDG #1924) | SUBSTA@B1, 2-3750 KV IN 1924 | PWD MAYPORT
MAYPOR-1924SS | A127219 | SOLID STATE RELAY, SSPR-B1G-4, SS PROTECTIVE | J10 - Electric Utilities | J1030 - Distribution | J1030140 - Sub Stations | 1 | EA | 1/2/1900 00:00:00 | BRAVO 1 ELECTRICAL SUBSTATION ( BLDG #1924) | SUBSTA@B1, 2-3750 KV IN 1924 | PWD MAYPORT
MAYPOR-1924SS | A127220 | SOLID STATE RELAY, SSPR-B1H-1, SS PROTECTIVE | J10 - Electric Utilities | J1030 - Distribution | J1030140 - Sub Stations | 1 | EA | 1/2/1900 00:00:00 | BRAVO 1 ELECTRICAL SUBSTATION ( BLDG #1924) | SUBSTA@B1, 2-3750 KV IN 1924 | PWD MAYPORT
MAYPOR-1924SS | A127221 | SOLID STATE RELAY, SSPR-B1H-2, SS PROTECTIVE | J10 - Electric Utilities | J1030 - Distribution | J1030140 - Sub Stations | 1 | EA | 1/2/1900 00:00:00 | BRAVO 1 ELECTRICAL SUBSTATION ( BLDG #1924) | SUBSTA@B1, 2-3750 KV IN 1924 | PWD MAYPORT
MAYPOR-1924SS | A127222 | SOLID STATE RELAY, SSPR-B1H-3, SS PROTECTIVE | J10 - Electric Utilities | J1030 - Distribution | J1030140 - Sub Stations | 1 | EA | 1/2/1900 00:00:00 | BRAVO 1 ELECTRICAL SUBSTATION ( BLDG #1924) | SUBSTA@B1, 2-3750 KV IN 1924 | PWD MAYPORT
MAYPOR-1924SS | A127223 | SOLID STATE RELAY, SSPR-B1H-4, SS PROTECTIVE | J10 - Electric Utilities | J1030 - Distribution | J1030140 - Sub Stations | 1 | EA | 1/2/1900 00:00:00 | BRAVO 1 ELECTRICAL SUBSTATION ( BLDG #1924) | SUBSTA@B1, 2-3750 KV IN 1924 | PWD MAYPORT
MAYPOR-1924SS | A127224 | SOLID STATE RELAY, SSPR-B1A-1, SS PROTECTIVE | J10 - Electric Utilities | J1030 - Distribution | J1030140 - Sub Stations | 1 | EA | 1/2/1900 00:00:00 | BRAVO 1 ELECTRICAL SUBSTATION ( BLDG #1924) | SUBSTA@B1, 2-3750 KV IN 1924 | PWD MAYPORT
MAYPOR-1924SS | A127225 | SOLID STATE RELAY, SSPR-B1A-2, SS PROTECTIVE | J10 - Electric Utilities | J1030 - Distribution | J1030140 - Sub Stations | 1 | EA | 1/2/1900 00:00:00 | BRAVO 1 ELECTRICAL SUBSTATION ( BLDG #1924) | SUBSTA@B1, 2-3750 KV IN 1924 | PWD MAYPORT
MAYPOR-1924SS | A127226 | SOLID STATE RELAY, SSPR-B1A-3, SS PROTECTIVE | J10 - Electric Utilities | J1030 - Distribution | J1030140 - Sub Stations | 1 | EA | 1/2/1900 00:00:00 | BRAVO 1 ELECTRICAL SUBSTATION ( BLDG #1924) | SUBSTA@B1, 2-3750 KV IN 1924 | PWD MAYPORT
MAYPOR-1924SS | A127227 | SOLID STATE RELAY, SSPR-B1A-4, SS PROTECTIVE | J10 - Electric Utilities | J1030 - Distribution | J1030140 - Sub Stations | 1 | EA | 1/2/1900 00:00:00 | BRAVO 1 ELECTRICAL SUBSTATION ( BLDG #1924) | SUBSTA@B1, 2-3750 KV IN 1924 | PWD MAYPORT
MAYPOR-1924SS | A127228 | SOLID STATE RELAY, SSPR-B1B-1, SS PROTECTIVE | J10 - Electric Utilities | J1030 - Distribution | J1030140 - Sub Stations | 1 | EA | 1/2/1900 00:00:00 | BRAVO 1 ELECTRICAL SUBSTATION ( BLDG #1924) | SUBSTA@B1, 2-3750 KV IN 1924 | PWD MAYPORT
MAYPOR-1924SS | A127229 | SOLID STATE RELAY, SSPR-B1B-2, SS PROTECTIVE | J10 - Electric Utilities | J1030 - Distribution | J1030140 - Sub Stations | 1 | EA | 1/2/1900 00:00:00 | BRAVO 1 ELECTRICAL SUBSTATION ( BLDG #1924) | SUBSTA@B1, 2-3750 KV IN 1924 | PWD MAYPORT
MAYPOR-1924SS | A127230 | SOLID STATE RELAY, SSPR-B1B-3, SS PROTECTIVE | J10 - Electric Utilities | J1030 - Distribution | J1030140 - Sub Stations | 1 | EA | 1/2/1900 00:00:00 | BRAVO 1 ELECTRICAL SUBSTATION ( BLDG #1924) | SUBSTA@B1, 2-3750 KV IN 1924 | PWD MAYPORT
MAYPOR-1924SS | A127231 | SOLID STATE RELAY, SSPR-B1B-4, SS PROTECTIVE | J10 - Electric Utilities | J1030 - Distribution | J1030140 - Sub Stations | 1 | EA | 1/2/1900 00:00:00 | B1B RELAY #4 | SUBSTA@B1, 2-3750 KV IN 1924 | PWD MAYPORT
MAYPOR-1924SS | A127232 | SOLID STATE RELAY, SSPR-B1C-1, SS PROTECTIVE | J10 - Electric Utilities | J1030 - Distribution | J1030140 - Sub Stations | 1 | EA | 1/2/1900 00:00:00 | BRAVO 1 ELECTRICAL SUBSTATION ( BLDG #1924) | SUBSTA@B1, 2-3750 KV IN 1924 | PWD MAYPORT
MAYPOR-1924SS | A127233 | SOLID STATE RELAY, SSPR-B1C-2, SS PROTECTIVE | J10 - Electric Utilities | J1030 - Distribution | J1030140 - Sub Stations | 1 | EA | 1/2/1900 00:00:00 | BRAVO 1 ELECTRICAL SUBSTATION ( BLDG #1924) | SUBSTA@B1, 2-3750 KV IN 1924 | PWD MAYPORT
MAYPOR-1924SS | A127234 | SOLID STATE RELAY, SSPR-B1C-3, SS PROTECTIVE | J10 - Electric Utilities | J1030 - Distribution | J1030140 - Sub Stations | 1 | EA | 1/2/1900 00:00:00 | BRAVO 1 ELECTRICAL SUBSTATION ( BLDG #1924) | SUBSTA@B1, 2-3750 KV IN 1924 | PWD MAYPORT
MAYPOR-1924SS | A127235 | SOLID STATE RELAY, SSPR-B1C-4, SS PROTECTIVE | J10 - Electric Utilities | J1030 - Distribution | J1030140 - Sub Stations | 1 | EA | 1/2/1900 00:00:00 | BRAVO 1 ELECTRICAL SUBSTATION ( BLDG #1924) | SUBSTA@B1, 2-3750 KV IN 1924 | PWD MAYPORT
MAYPOR-1924SS | A127236 | DYNAMIC PROTECTIVE DEVICE, CB-B1F, CIRCUIT BREAKER, 600, UNKNOWN, SWITCHBOARD | J10 - Electric Utilities | J1030 - Distribution | J1030140 - Sub Stations | 1 | EA | 1/2/1900 00:00:00 | B1F BREAKER - B1924 | SUBSTA@B1, 2-3750 KV IN 1924 | PWD MAYPORT
MAYPOR-1924SS | A127242 | DYNAMIC PROTECTIVE DEVICE, CB-B1F-MAINT, CIRCUIT BREAKER, 600, UNKNOWN, SWITCHBOARD | J10 - Electric Utilities | J1030 - Distribution | J1030140 - Sub Stations | 1 | EA | 1/2/1900 00:00:00 | BRAVO 1 ELECTRICAL SUBSTATION ( BLDG #1924) | SUBSTA@B1, 2-3750 KV IN 1924 | PWD MAYPORT
MAYPOR-1924SS | A127243 | DYNAMIC PROTECTIVE DEVICE, CB-B1H, CIRCUIT BREAKER, 600, UNKNOWN, SWITCHBOARD | J10 - Electric Utilities | J1030 - Distribution | J1030140 - Sub Stations | 1 | EA | 1/2/1900 00:00:00 | BRAVO 1 ELECTRICAL SUBSTATION ( BLDG #1924) | SUBSTA@B1, 2-3750 KV IN 1924 | PWD MAYPORT
MAYPOR-1924SS | A127248 | DYNAMIC PROTECTIVE DEVICE, CB-B1G, CIRCUIT BREAKER, 600, UNKNOWN, SWITCHBOARD | J10 - Electric Utilities | J1030 - Distribution | J1030140 - Sub Stations | 1 | EA | 1/2/1900 00:00:00 | BRAVO 1 ELECTRICAL SUBSTATION ( BLDG #1924) | SUBSTA@B1, 2-3750 KV IN 1924 | PWD MAYPORT
MAYPOR-1924SS | A127253 | DYNAMIC PROTECTIVE DEVICE, CB-B1A, CIRCUIT BREAKER, 600, UNKNOWN, SWITCHBOARD | J10 - Electric Utilities | J1030 - Distribution | J1030140 - Sub Stations | 1 | EA | 1/2/1900 00:00:00 | BRAVO 1 ELECTRICAL SUBSTATION ( BLDG #1924) | SUBSTA@B1, 2-3750 KV IN 1924 | PWD MAYPORT
MAYPOR-1924SS | A127258 | SOLID STATE RELAY, SSPR-B1A, GROUND | J10 - Electric Utilities | J1030 - Distribution | J1030140 - Sub Stations | 1 | EA | 1/2/1900 00:00:00 | BRAVO 1 ELECTRICAL SUBSTATION ( BLDG #1924) | SUBSTA@B1, 2-3750 KV IN 1924 | PWD MAYPORT
MAYPOR-1924SS | A127260 | DYNAMIC PROTECTIVE DEVICE, CB-B1A-MAINT, CIRCUIT BREAKER, 600, UNKNOWN, SWITCHBOARD | J10 - Electric Utilities | J1030 - Distribution | J1030140 - Sub Stations | 1 | EA | 1/2/1900 00:00:00 | BRAVO 1 ELECTRICAL SUBSTATION ( BLDG #1924) | SUBSTA@B1, 2-3750 KV IN 1924 | PWD MAYPORT
MAYPOR-1924SS | A127261 | DYNAMIC PROTECTIVE DEVICE, CB-B1B, CIRCUIT BREAKER, 600, UNKNOWN, SWITCHBOARD | J10 - Electric Utilities | J1030 - Distribution | J1030140 - Sub Stations | 1 | EA | 1/2/1900 00:00:00 | BRAVO 1 ELECTRICAL SUBSTATION ( BLDG #1924) | SUBSTA@B1, 2-3750 KV IN 1924 | PWD MAYPORT
MAYPOR-1924SS | A127266 | DYNAMIC PROTECTIVE DEVICE, CB-B1C, CIRCUIT BREAKER, 600, UNKNOWN, SWITCHBOARD | J10 - Electric Utilities | J1030 - Distribution | J1030140 - Sub Stations | 1 | EA | 1/2/1900 00:00:00 | BRAVO 1 ELECTRICAL SUBSTATION ( BLDG #1924) | SUBSTA@B1, 2-3750 KV IN 1924 | PWD MAYPORT
MAYPOR-1924SS | UMA434000930 | SURFACE STRUCTURE, B1924 | J10 - Electric Utilities | J1030 - Distribution | J1030140 - Sub Stations | 1 | EA | 1/2/1900 00:00:00 | BRAVO-1 WHARF SUBSTATION - B1924 | SUBSTA@B1, 2-3750 KV IN 1924 | PWD MAYPORT
MAYPOR-1924SS | UMA653000079 | UEM,Switch, SW-118-T2, Pad Mounted, Load Break, 35,000 VOLT, Air | J10 - Electric Utilities | J1030 - Distribution | J1030150 - Circuits | 1 | LF | 1/1/1998 00:00:00 | SWITCH 118 T2- BRAVO 2 | SUBSTA@B1, 2-3750 KV IN 1924 | PWD MAYPORT
MAYPOR-1924SS | UMA654000138 | UEM,Transformer, T-PMT-B1, Distribution, Pad Mounted, 150.0 KVA, Oil Immersed | J10 - Electric Utilities | J1030 - Distribution | J1030150 - Circuits | 1 | LF | 1/1/2017 00:00:00 | 1924SS | SUBSTA@B1, 2-3750 KV IN 1924 | PWD MAYPORT
MAYPOR-1924SS | UMA654000140 | UEM,Switch, SW-1924-2, Unit Substation, Load Interrupter, 25,000 VOLT, Air | J10 - Electric Utilities | J1030 - Distribution | J1030150 - Circuits | 1 | LF | 1/1/2006 00:00:00 | LOAD BREAK FOR T-1924-2 | SUBSTA@B1, 2-3750 KV IN 1924 | PWD MAYPORT
MAYPOR-1924SS | UMA654000141 | UEM,Switch, SW-1924-1, Unit Substation, Load Interrupter, 25,000 VOLT, Air | J10 - Electric Utilities | J1030 - Distribution | J1030150 - Circuits | 1 | LF | 1/1/2006 00:00:00 | SW-1924-1 MAIN LOAD BREAK FOR T-1924-1 | SUBSTA@B1, 2-3750 KV IN 1924 | PWD MAYPORT
MAYPOR-1969 | A121717 | UEM,Transformer, T-1969-1, Distribution, Unit Substation, 12,000.0 KVA, Oil Immersed/Forced Air | J10 - Electric Utilities | J1030 - Distribution | J1030140 - Sub Stations | 1 | EA | 1/1/2002 00:00:00 | PAD MOUNT TRANSFORMER T-1 12MVA C-2 PIER | SWITCHING SUBSTATION SHELTER | PWD MAYPORT
MAYPOR-1969 | A121718 | UEM,Transformer, T-1969-2, Distribution, Unit Substation, 12,000.0 KVA, Oil Immersed/Forced Air | J10 - Electric Utilities | J1030 - Distribution | J1030140 - Sub Stations | 1 | EA | 1/1/2002 00:00:00 | PAD MOUNT TRANSFORMER T-2 12MVA C-2 PIER | SWITCHING SUBSTATION SHELTER | PWD MAYPORT
MAYPOR-1969 | UMA433000084 | ELECTRIC METER, EM-204, MASTER | J10 - Electric Utilities | J1030 - Distribution | J1030140 - Sub Stations | 1 | EA | 1/1/2010 00:00:00 | main sub station | SWITCHING SUBSTATION SHELTER | PWD MAYPORT
MAYPOR-1969 | UMA434000936 | DYNAMIC PROTECTIVE DEVICE, CB-MAIN-7, CIRCUIT BREAKER, 4760, UNKNOWN, SWITCHBOARD | J10 - Electric Utilities | J1030 - Distribution | J1030140 - Sub Stations | 1 | EA | 1/2/1900 00:00:00 | B1969 | SWITCHING SUBSTATION SHELTER | PWD MAYPORT
MAYPOR-1969 | UMA434000937 | DYNAMIC PROTECTIVE DEVICE, CB-C2CVNE, CIRCUIT BREAKER, 4760, UNKNOWN, SWITCHBOARD | J10 - Electric Utilities | J1030 - Distribution | J1030140 - Sub Stations | 1 | EA | 1/1/2002 00:00:00 | B1969 | SWITCHING SUBSTATION SHELTER | PWD MAYPORT
MAYPOR-1969 | UMA434000938 | DYNAMIC PROTECTIVE DEVICE, CB-FEEDER-7, CIRCUIT BREAKER, 4760, UNKNOWN, SWITCHBOARD | J10 - Electric Utilities | J1030 - Distribution | J1030140 - Sub Stations | 1 | EA | 1/1/2002 00:00:00 | B1969 | SWITCHING SUBSTATION SHELTER | PWD MAYPORT
MAYPOR-1969 | UMA434000939 | DYNAMIC PROTECTIVE DEVICE, CB-TIE, CIRCUIT BREAKER, 4760, UNKNOWN, SWITCHBOARD | J10 - Electric Utilities | J1030 - Distribution | J1030140 - Sub Stations | 1 | EA | 1/1/2002 00:00:00 | B1969 | SWITCHING SUBSTATION SHELTER | PWD MAYPORT
MAYPOR-1969 | UMA434000940 | DYNAMIC PROTECTIVE DEVICE, CB-FEEDER-6, CIRCUIT BREAKER, 4760, UNKNOWN, SWITCHBOARD | J10 - Electric Utilities | J1030 - Distribution | J1030140 - Sub Stations | 1 | EA | 1/1/2002 00:00:00 | B1969 | SWITCHING SUBSTATION SHELTER | PWD MAYPORT
MAYPOR-1969 | UMA434000941 | DYNAMIC PROTECTIVE DEVICE, CB-C2CVNW, CIRCUIT BREAKER, 4760, UNKNOWN, SWITCHBOARD | J10 - Electric Utilities | J1030 - Distribution | J1030140 - Sub Stations | 1 | EA | 1/1/2002 00:00:00 | B1969 | SWITCHING SUBSTATION SHELTER | PWD MAYPORT
MAYPOR-1969 | UMA434000942 | DYNAMIC PROTECTIVE DEVICE, CB-MAIN-6, CIRCUIT BREAKER, 4760, UNKNOWN, SWITCHBOARD | J10 - Electric Utilities | J1030 - Distribution | J1030140 - Sub Stations | 1 | EA | 1/1/2002 00:00:00 | B1969 | SWITCHING SUBSTATION SHELTER | PWD MAYPORT
MAYPOR-1969 | UMA434000943 | ENCLOSURE, B1969 | J10 - Electric Utilities | J1030 - Distribution | J1030140 - Sub Stations | 1 | EA | 1/1/2002 00:00:00 | BLDG 1969 | SWITCHING SUBSTATION SHELTER | PWD MAYPORT
MAYPOR-1969 | UMA434000944 | UEM,Receptacle, Viking Plug, 4160, 3-Wire | J10 - Electric Utilities | J1030 - Distribution | J1030140 - Sub Stations | 1 | EA | 1/1/2000 00:00:00 |  | SWITCHING SUBSTATION SHELTER | PWD MAYPORT
MAYPOR-1969 | UMA434000945 | UEM,Receptacle, Viking Plug, 4160, 3-Wire | J10 - Electric Utilities | J1030 - Distribution | J1030140 - Sub Stations | 1 | EA | 1/1/2000 00:00:00 |  | SWITCHING SUBSTATION SHELTER | PWD MAYPORT
MAYPOR-1969 | UMA434000946 | UEM,Receptacle, Viking Plug, 4160, 3-Wire | J10 - Electric Utilities | J1030 - Distribution | J1030140 - Sub Stations | 1 | EA | 1/1/2000 00:00:00 |  | SWITCHING SUBSTATION SHELTER | PWD MAYPORT
MAYPOR-1969 | UMA434000947 | UEM,Receptacle, Viking Plug, 4160, 3-Wire | J10 - Electric Utilities | J1030 - Distribution | J1030140 - Sub Stations | 1 | EA | 1/1/2000 00:00:00 |  | SWITCHING SUBSTATION SHELTER | PWD MAYPORT
MAYPOR-1969 | UMA434000948 | UEM,Receptacle, Viking Plug, 4160, 3-Wire | J10 - Electric Utilities | J1030 - Distribution | J1030140 - Sub Stations | 1 | EA | 1/1/2000 00:00:00 |  | SWITCHING SUBSTATION SHELTER | PWD MAYPORT
MAYPOR-1969 | UMA434000949 | UEM,Receptacle, Viking Plug, 4160, 3-Wire | J10 - Electric Utilities | J1030 - Distribution | J1030140 - Sub Stations | 1 | EA | 1/1/2000 00:00:00 |  | SWITCHING SUBSTATION SHELTER | PWD MAYPORT
MAYPOR-1969 | UMA434000950 | UEM,Receptacle, Viking Plug, 4160, 3-Wire | J10 - Electric Utilities | J1030 - Distribution | J1030140 - Sub Stations | 1 | EA | 1/1/2000 00:00:00 |  | SWITCHING SUBSTATION SHELTER | PWD MAYPORT
MAYPOR-1969 | UMA434000951 | UEM,Receptacle, Viking Plug, 4160, 3-Wire | J10 - Electric Utilities | J1030 - Distribution | J1030140 - Sub Stations | 1 | EA | 1/1/2000 00:00:00 |  | SWITCHING SUBSTATION SHELTER | PWD MAYPORT
MAYPOR-1969 | UMA434000952 | SOLID STATE RELAY, SSPR-C2CVCNW-MAIN, GROUND | J10 - Electric Utilities | J1030 - Distribution | J1030140 - Sub Stations | 1 | EA | 1/1/2002 00:00:00 | B1969 | SWITCHING SUBSTATION SHELTER | PWD MAYPORT
MAYPOR-1969 | UMA434000953 | SOLID STATE RELAY, SSPR-C2CVNW-1, SS PROT | J10 - Electric Utilities | J1030 - Distribution | J1030140 - Sub Stations | 1 | EA | 1/1/2002 00:00:00 | B1969 | SWITCHING SUBSTATION SHELTER | PWD MAYPORT
MAYPOR-1969 | UMA434000954 | SOLID STATE RELAY, SSPR-C2CVNW-2, SS PROT | J10 - Electric Utilities | J1030 - Distribution | J1030140 - Sub Stations | 1 | EA | 1/1/2002 00:00:00 | B1969 | SWITCHING SUBSTATION SHELTER | PWD MAYPORT
MAYPOR-1969 | UMA434000955 | SOLID STATE RELAY, SSPR-C2CVNW-3, SS PROT | J10 - Electric Utilities | J1030 - Distribution | J1030140 - Sub Stations | 1 | EA | 1/1/2002 00:00:00 | B1969 | SWITCHING SUBSTATION SHELTER | PWD MAYPORT
MAYPOR-1969 | UMA434000956 | SOLID STATE RELAY, SSPR-C2CVNW-4, SS PROT | J10 - Electric Utilities | J1030 - Distribution | J1030140 - Sub Stations | 1 | EA | 1/1/2002 00:00:00 | B1969 | SWITCHING SUBSTATION SHELTER | PWD MAYPORT
MAYPOR-1969 | UMA434000957 | SOLID STATE RELAY, SSPR-C2CVNE-MAIN, GROUND | J10 - Electric Utilities | J1030 - Distribution | J1030140 - Sub Stations | 1 | EA | 1/1/2002 00:00:00 | B1969 | SWITCHING SUBSTATION SHELTER | PWD MAYPORT
MAYPOR-1969 | UMA434000958 | SOLID STATE RELAY, SSPR-C2CVNE-1, SS PROT | J10 - Electric Utilities | J1030 - Distribution | J1030140 - Sub Stations | 1 | EA | 1/1/2002 00:00:00 | B1969 | SWITCHING SUBSTATION SHELTER | PWD MAYPORT
MAYPOR-1969 | UMA434000959 | SOLID STATE RELAY, SSPR-C2CVNE-2, SS PROT | J10 - Electric Utilities | J1030 - Distribution | J1030140 - Sub Stations | 1 | EA | 1/1/2002 00:00:00 | B1969 | SWITCHING SUBSTATION SHELTER | PWD MAYPORT
MAYPOR-1969 | UMA434000960 | SOLID STATE RELAY, SSPR-C2CVNE-3, SS PROT | J10 - Electric Utilities | J1030 - Distribution | J1030140 - Sub Stations | 1 | EA | 1/1/2002 00:00:00 | B1969 | SWITCHING SUBSTATION SHELTER | PWD MAYPORT
MAYPOR-1969 | UMA434000961 | SOLID STATE RELAY, SSPR-C2CVNE-4, SS PROT | J10 - Electric Utilities | J1030 - Distribution | J1030140 - Sub Stations | 1 | EA | 1/1/2002 00:00:00 | B1969 | SWITCHING SUBSTATION SHELTER | PWD MAYPORT
MAYPOR-1969 | UMA654000126 | UEM,Transformer, T-1969-HOUSE, Distribution, Pad Mounted, 75.0 KVA, Oil Immersed | J10 - Electric Utilities | J1030 - Distribution | J1030140 - Sub Stations | 1 | EA | 1/1/2002 00:00:00 | 1969SS - C2-HOUSE POWER | SWITCHING SUBSTATION SHELTER | PWD MAYPORT
MAYPOR-1971 | A121719 | UEM,Transformer, T-1971-3, Distribution, Unit Substation, 2,000.0 KVA, Oil Immersed/Forced Air | J10 - Electric Utilities | J1030 - Distribution | J1030140 - Sub Stations | 1 | EA | 1/1/1982 00:00:00 | PAD MOUNT TRANSFORMER T-1 2000KVA - 209 ECHO PIER (SUB E-3) | SWITCHING SUBSTATION SHELTER | PWD MAYPORT
MAYPOR-1971 | A121721 | UEM,Transformer, T-1971-1, Distribution, Unit Substation, 2,000.0 KVA, Oil Immersed/Forced Air | J10 - Electric Utilities | J1030 - Distribution | J1030140 - Sub Stations | 1 | EA | 1/1/1982 00:00:00 | PAD MOUNT TRANSFORMER T-2 2000KVA - 209 ECHO PIER (SUB E-3) | SWITCHING SUBSTATION SHELTER | PWD MAYPORT
MAYPOR-1971 | A121723 | UEM,Transformer, T-1971-2, Distribution, Unit Substation, 2,000.0 KVA, Oil Immersed/Forced Air | J10 - Electric Utilities | J1030 - Distribution | J1030140 - Sub Stations | 1 | EA | 1/1/1982 00:00:00 | PAD MOUNT TRANSFORMER T-3 2000KVA - 209 ECHO PIER 3 | SWITCHING SUBSTATION SHELTER | PWD MAYPORT
MAYPOR-1971 | A121864 | UEM,Solid State Relay, GR-E11, Ground, 600 VOLT | J10 - Electric Utilities | J1030 - Distribution | J1030140 - Sub Stations | 1 | EA | 1/2/1900 00:00:00 | E-11, GROUND RELAY | SWITCHING SUBSTATION SHELTER | PWD MAYPORT
MAYPOR-1971 | A121865 | UEM,Solid State Relay, GR-E12, Ground, 600 VOLT | J10 - Electric Utilities | J1030 - Distribution | J1030140 - Sub Stations | 1 | EA | 1/2/1900 00:00:00 | E-12, GROUND RELAY | SWITCHING SUBSTATION SHELTER | PWD MAYPORT
MAYPOR-1971 | A121866 | UEM,Solid State Relay, GR-E13, Ground, 600 VOLT | J10 - Electric Utilities | J1030 - Distribution | J1030140 - Sub Stations | 1 | EA | 1/2/1900 00:00:00 | E-13, GROUND RELAY | SWITCHING SUBSTATION SHELTER | PWD MAYPORT
MAYPOR-1971 | A121870 | SURFACE STRUCTURE, B1971 | J10 - Electric Utilities | J1030 - Distribution | J1030140 - Sub Stations | 1 | EA | 1/2/1900 00:00:00 | Naval Station Mayport - SWITCHING SUBSTATION SHELTER - E3 | SWITCHING SUBSTATION SHELTER | PWD MAYPORT
MAYPOR-1971 | A126657 | UEM,Solid State Relay, RPR-E11-A, Reverse Power, 600 VOLT | J10 - Electric Utilities | J1030 - Distribution | J1030140 - Sub Stations | 1 | EA | 1/2/1900 00:00:00 | E11 #1 REVERSE POWER RELAY A-PHASE | SWITCHING SUBSTATION SHELTER | PWD MAYPORT
MAYPOR-1971 | A126658 | UEM,Solid State Relay, RPR-E11-B, Reverse Power, 600 VOLT | J10 - Electric Utilities | J1030 - Distribution | J1030140 - Sub Stations | 1 | EA | 1/2/1900 00:00:00 | E11 #2 REVERSE POWER RELAY B-PHASE | SWITCHING SUBSTATION SHELTER | PWD MAYPORT
MAYPOR-1971 | A126659 | UEM,Solid State Relay, RPR-E11-C, Reverse Power, 600 VOLT | J10 - Electric Utilities | J1030 - Distribution | J1030140 - Sub Stations | 1 | EA | 1/2/1900 00:00:00 | E11 #3 REVERSE POWER RELAY C-PHASE | SWITCHING SUBSTATION SHELTER | PWD MAYPORT
MAYPOR-1971 | A126660 | UEM,Solid State Relay, RPR-E12-A, Reverse Power, 600 VOLT | J10 - Electric Utilities | J1030 - Distribution | J1030140 - Sub Stations | 1 | EA | 1/2/1900 00:00:00 | E12 #1 REVERSE POWER RELAY A-PHASE | SWITCHING SUBSTATION SHELTER | PWD MAYPORT
MAYPOR-1971 | A126661 | UEM,Solid State Relay, RPR-E12-B, Reverse Power, 600 VOLT | J10 - Electric Utilities | J1030 - Distribution | J1030140 - Sub Stations | 1 | EA | 1/2/1900 00:00:00 | E12 #2 REVERSE POWER RELAY B-PHASE | SWITCHING SUBSTATION SHELTER | PWD MAYPORT
MAYPOR-1971 | A126662 | UEM,Solid State Relay, RPR-E12-C, Reverse Power, 600 VOLT | J10 - Electric Utilities | J1030 - Distribution | J1030140 - Sub Stations | 1 | EA | 1/2/1900 00:00:00 | E12 #3 REVERSE POWER RELAY C-PHASE | SWITCHING SUBSTATION SHELTER | PWD MAYPORT
MAYPOR-1971 | A126663 | UEM,Solid State Relay, RPR-E13-A, Reverse Power, 600 VOLT | J10 - Electric Utilities | J1030 - Distribution | J1030140 - Sub Stations | 1 | EA | 1/2/1900 00:00:00 | E-13 #1 REVERSE POWER RELAY A-PHASE | SWITCHING SUBSTATION SHELTER | PWD MAYPORT
MAYPOR-1971 | A126664 | UEM,Solid State Relay, RPR-E13-B, Reverse Power, 600 VOLT | J10 - Electric Utilities | J1030 - Distribution | J1030140 - Sub Stations | 1 | EA | 1/2/1900 00:00:00 | E-13 #2 REVERSE POWER RELAY B-PHASE | SWITCHING SUBSTATION SHELTER | PWD MAYPORT
MAYPOR-1971 | A126665 | UEM,Solid State Relay, RPR-E13-C, Reverse Power, 600 VOLT | J10 - Electric Utilities | J1030 - Distribution | J1030140 - Sub Stations | 1 | EA | 1/2/1900 00:00:00 | E-13 #3 REVERSE POWER RELAY C-PHASE | SWITCHING SUBSTATION SHELTER | PWD MAYPORT
MAYPOR-1971 | A126666 | DYNAMIC PROTECTIVE DEVICE, CB-E11-MAIN, CIRCUIT BREAKER, 600, UNKNOWN, SWITCHBOARD | J10 - Electric Utilities | J1030 - Distribution | J1030140 - Sub Stations | 1 | EA | 1/2/1900 00:00:00 | E-11, MAIN BREAKER | SWITCHING SUBSTATION SHELTER | PWD MAYPORT
MAYPOR-1971 | A126667 | DYNAMIC PROTECTIVE DEVICE, CB-E12-MAIN, CIRCUIT BREAKER, 600, UNKNOWN, SWITCHBOARD | J10 - Electric Utilities | J1030 - Distribution | J1030140 - Sub Stations | 1 | EA | 1/1/1990 00:00:00 | E-12, MAIN BREAKER | SWITCHING SUBSTATION SHELTER | PWD MAYPORT
MAYPOR-1971 | A126668 | DYNAMIC PROTECTIVE DEVICE, CB-E13-MAIN, CIRCUIT BREAKER, 600, UNKNOWN, SWITCHBOARD | J10 - Electric Utilities | J1030 - Distribution | J1030140 - Sub Stations | 1 | EA | 1/2/1900 00:00:00 | E-13, MAIN BREAKER | SWITCHING SUBSTATION SHELTER | PWD MAYPORT
MAYPOR-1971 | A126669 | DYNAMIC PROTECTIVE DEVICE, CB-E11-1, CIRCUIT BREAKER, 600, UNKNOWN, SWITCHBOARD | J10 - Electric Utilities | J1030 - Distribution | J1030140 - Sub Stations | 1 | EA | 1/2/1900 00:00:00 | E-11, #1 BREAKER | SWITCHING SUBSTATION SHELTER | PWD MAYPORT
MAYPOR-1971 | A126670 | DYNAMIC PROTECTIVE DEVICE, CB-E11-2, CIRCUIT BREAKER, 600, UNKNOWN, SWITCHBOARD | J10 - Electric Utilities | J1030 - Distribution | J1030140 - Sub Stations | 1 | EA | 1/2/1900 00:00:00 | E-11, #2 BREAKER | SWITCHING SUBSTATION SHELTER | PWD MAYPORT
MAYPOR-1971 | A126671 | DYNAMIC PROTECTIVE DEVICE, CB-E11-3, CIRCUIT BREAKER, 600, UNKNOWN, SWITCHBOARD | J10 - Electric Utilities | J1030 - Distribution | J1030140 - Sub Stations | 1 | EA | 1/2/1900 00:00:00 | E-11, #3 BREAKER | SWITCHING SUBSTATION SHELTER | PWD MAYPORT
MAYPOR-1971 | A126672 | DYNAMIC PROTECTIVE DEVICE, CB-E11-4, CIRCUIT BREAKER, 600, UNKNOWN, SWITCHBOARD | J10 - Electric Utilities | J1030 - Distribution | J1030140 - Sub Stations | 1 | EA | 1/2/1900 00:00:00 | E-11, #4 BREAKER | SWITCHING SUBSTATION SHELTER | PWD MAYPORT
MAYPOR-1971 | A126673 | DYNAMIC PROTECTIVE DEVICE, CB-E11-5, CIRCUIT BREAKER, 600, UNKNOWN, SWITCHBOARD | J10 - Electric Utilities | J1030 - Distribution | J1030140 - Sub Stations | 1 | EA | 1/2/1900 00:00:00 | E-11, #5 BREAKER | SWITCHING SUBSTATION SHELTER | PWD MAYPORT
MAYPOR-1971 | A126674 | DYNAMIC PROTECTIVE DEVICE, CB-E11-6, CIRCUIT BREAKER, 600, UNKNOWN, SWITCHBOARD | J10 - Electric Utilities | J1030 - Distribution | J1030140 - Sub Stations | 1 | EA | 1/2/1900 00:00:00 | E-11, #6 BREAKER | SWITCHING SUBSTATION SHELTER | PWD MAYPORT
MAYPOR-1971 | A126675 | DYNAMIC PROTECTIVE DEVICE, CB-E11-7, CIRCUIT BREAKER, 600, UNKNOWN, SWITCHBOARD | J10 - Electric Utilities | J1030 - Distribution | J1030140 - Sub Stations | 1 | EA | 1/2/1900 00:00:00 | E-11, #7 BREAKER | SWITCHING SUBSTATION SHELTER | PWD MAYPORT
MAYPOR-1971 | A126676 | DYNAMIC PROTECTIVE DEVICE, CB-E11-8, CIRCUIT BREAKER, 600, UNKNOWN, SWITCHBOARD | J10 - Electric Utilities | J1030 - Distribution | J1030140 - Sub Stations | 1 | EA | 1/2/1900 00:00:00 | E-11, #8 BREAKER | SWITCHING SUBSTATION SHELTER | PWD MAYPORT
MAYPOR-1971 | A126677 | DYNAMIC PROTECTIVE DEVICE, CB-E12-1, CIRCUIT BREAKER, 600, UNKNOWN, SWITCHBOARD | J10 - Electric Utilities | J1030 - Distribution | J1030140 - Sub Stations | 1 | EA | 1/2/1900 00:00:00 | E-12, #1 BREAKER | SWITCHING SUBSTATION SHELTER | PWD MAYPORT
MAYPOR-1971 | A126678 | DYNAMIC PROTECTIVE DEVICE, CB-E12-2, CIRCUIT BREAKER, 600, UNKNOWN, SWITCHBOARD | J10 - Electric Utilities | J1030 - Distribution | J1030140 - Sub Stations | 1 | EA | 1/2/1900 00:00:00 | E-12, #2 BREAKER | SWITCHING SUBSTATION SHELTER | PWD MAYPORT
MAYPOR-1971 | A126679 | DYNAMIC PROTECTIVE DEVICE, CB-E12-3, CIRCUIT BREAKER, 600, UNKNOWN, SWITCHBOARD | J10 - Electric Utilities | J1030 - Distribution | J1030140 - Sub Stations | 1 | EA | 1/2/1900 00:00:00 | E-12, #3 BREAKER | SWITCHING SUBSTATION SHELTER | PWD MAYPORT
MAYPOR-1971 | A126680 | DYNAMIC PROTECTIVE DEVICE, CB-E12-4, CIRCUIT BREAKER, 600, UNKNOWN, SWITCHBOARD | J10 - Electric Utilities | J1030 - Distribution | J1030140 - Sub Stations | 1 | EA | 1/2/1900 00:00:00 | E-12, #4 BREAKER | SWITCHING SUBSTATION SHELTER | PWD MAYPORT
MAYPOR-1971 | A126681 | DYNAMIC PROTECTIVE DEVICE, CB-E12-5, CIRCUIT BREAKER, 600, UNKNOWN, SWITCHBOARD | J10 - Electric Utilities | J1030 - Distribution | J1030140 - Sub Stations | 1 | EA | 1/2/1900 00:00:00 | E-12, #5 BREAKER | SWITCHING SUBSTATION SHELTER | PWD MAYPORT
MAYPOR-1971 | A126682 | DYNAMIC PROTECTIVE DEVICE, CB-E12-6, CIRCUIT BREAKER, 600, UNKNOWN, SWITCHBOARD | J10 - Electric Utilities | J1030 - Distribution | J1030140 - Sub Stations | 1 | EA | 1/2/1900 00:00:00 | E-12, #6 BREAKER | SWITCHING SUBSTATION SHELTER | PWD MAYPORT
MAYPOR-1971 | A126683 | DYNAMIC PROTECTIVE DEVICE, CB-E12-7, CIRCUIT BREAKER, 600, UNKNOWN, SWITCHBOARD | J10 - Electric Utilities | J1030 - Distribution | J1030140 - Sub Stations | 1 | EA | 1/2/1900 00:00:00 | E-12, #7 BREAKER | SWITCHING SUBSTATION SHELTER | PWD MAYPORT
MAYPOR-1971 | A126684 | DYNAMIC PROTECTIVE DEVICE, CB-E12-8, CIRCUIT BREAKER, 600, UNKNOWN, SWITCHBOARD | J10 - Electric Utilities | J1030 - Distribution | J1030140 - Sub Stations | 1 | EA | 1/2/1900 00:00:00 | E-12, #8 BREAKER | SWITCHING SUBSTATION SHELTER | PWD MAYPORT
MAYPOR-1971 | A126685 | DYNAMIC PROTECTIVE DEVICE, CB-E13-1, CIRCUIT BREAKER, 600, UNKNOWN, SWITCHBOARD | J10 - Electric Utilities | J1030 - Distribution | J1030140 - Sub Stations | 1 | EA | 1/2/1900 00:00:00 | E-13, #1 BREAKER | SWITCHING SUBSTATION SHELTER | PWD MAYPORT
MAYPOR-1971 | A126686 | DYNAMIC PROTECTIVE DEVICE, CB-E13-2, CIRCUIT BREAKER, 600, UNKNOWN, SWITCHBOARD | J10 - Electric Utilities | J1030 - Distribution | J1030140 - Sub Stations | 1 | EA | 1/2/1900 00:00:00 | E-13, #2 BREAKER | SWITCHING SUBSTATION SHELTER | PWD MAYPORT
MAYPOR-1971 | A126687 | DYNAMIC PROTECTIVE DEVICE, CB-E13-3, CIRCUIT BREAKER, 600, UNKNOWN, SWITCHBOARD | J10 - Electric Utilities | J1030 - Distribution | J1030140 - Sub Stations | 1 | EA | 1/2/1900 00:00:00 | E-13, #3 BREAKER | SWITCHING SUBSTATION SHELTER | PWD MAYPORT
MAYPOR-1971 | A126688 | DYNAMIC PROTECTIVE DEVICE, CB-E13-4, CIRCUIT BREAKER, 600, UNKNOWN, SWITCHBOARD | J10 - Electric Utilities | J1030 - Distribution | J1030140 - Sub Stations | 1 | EA | 1/2/1900 00:00:00 | E-13, #4 BREAKER | SWITCHING SUBSTATION SHELTER | PWD MAYPORT
MAYPOR-1971 | A126689 | DYNAMIC PROTECTIVE DEVICE, CB-E13-5, CIRCUIT BREAKER, 600, UNKNOWN, SWITCHBOARD | J10 - Electric Utilities | J1030 - Distribution | J1030140 - Sub Stations | 1 | EA | 1/2/1900 00:00:00 | E-13, #5 BREAKER | SWITCHING SUBSTATION SHELTER | PWD MAYPORT
MAYPOR-1971 | A126690 | DYNAMIC PROTECTIVE DEVICE, CB-E13-6, CIRCUIT BREAKER, 600, UNKNOWN, SWITCHBOARD | J10 - Electric Utilities | J1030 - Distribution | J1030140 - Sub Stations | 1 | EA | 1/2/1900 00:00:00 | E-13, #6 BREAKER | SWITCHING SUBSTATION SHELTER | PWD MAYPORT
MAYPOR-1971 | A126691 | DYNAMIC PROTECTIVE DEVICE, CB-E13-7, CIRCUIT BREAKER, 600, UNKNOWN, SWITCHBOARD | J10 - Electric Utilities | J1030 - Distribution | J1030140 - Sub Stations | 1 | EA | 1/2/1900 00:00:00 | E-13, #7 BREAKER | SWITCHING SUBSTATION SHELTER | PWD MAYPORT
MAYPOR-1971 | A126692 | DYNAMIC PROTECTIVE DEVICE, CB-E13-8, CIRCUIT BREAKER, 600, UNKNOWN, SWITCHBOARD | J10 - Electric Utilities | J1030 - Distribution | J1030140 - Sub Stations | 1 | EA | 1/2/1900 00:00:00 | E-13, #8 BREAKER | SWITCHING SUBSTATION SHELTER | PWD MAYPORT
MAYPOR-2080 | A121593 | UEM,Transformer, T-2080-T16, Distribution, Unit Substation, 3,750.0 KVA, Oil Immersed/Forced Air | J10 - Electric Utilities | J1030 - Distribution | J1030140 - Sub Stations | 1 | EA | 1/1/2000 00:00:00 | PAD MOUNT TRANSFORMER 3750KVA - 281 FOXTROT | SWITCHING SUBST SHELTER | PWD MAYPORT
MAYPOR-2080 | A121594 | UEM,Transformer, T-2080-T15, Distribution, Unit Substation, 3,750.0 KVA, Oil Immersed/Forced Air | J10 - Electric Utilities | J1030 - Distribution | J1030140 - Sub Stations | 1 | EA | 1/1/2000 00:00:00 | PAD MOUNT TRANSFORMER 3750KVA - 281 FOXTROT | SWITCHING SUBST SHELTER | PWD MAYPORT
MAYPOR-2080 | A121595 | UEM,Transformer, T-2080-T12, Distribution, Unit Substation, 3,750.0 KVA, Oil Immersed/Forced Air | J10 - Electric Utilities | J1030 - Distribution | J1030140 - Sub Stations | 1 | EA | 1/1/1992 00:00:00 | PAD MOUNT TRANSFORMER 3750KVA - 283 FOXTROT | SWITCHING SUBST SHELTER | PWD MAYPORT
MAYPOR-2080 | A121596 | UEM,Transformer, T-2080-T13, Distribution, Unit Substation, 3,750.0 KVA, Oil Immersed/Forced Air | J10 - Electric Utilities | J1030 - Distribution | J1030140 - Sub Stations | 1 | EA | 1/1/1992 00:00:00 | PAD MOUNT TRANSFORMER 3750KVA - 283 FOXTROT | SWITCHING SUBST SHELTER | PWD MAYPORT
MAYPOR-2080 | A121597 | UEM,Transformer, T-2080-T14, Distribution, Unit Substation, 1,500.0 KVA, Oil Immersed/Forced Air | J10 - Electric Utilities | J1030 - Distribution | J1030140 - Sub Stations | 1 | EA | 1/1/1992 00:00:00 | PAD MOUNT TRANSFORMER 1500KVA - 283 FOXTROT | SWITCHING SUBST SHELTER | PWD MAYPORT
MAYPOR-2080 | A121871 | GROUND, GD-T15-SD2, FAULT INDICATOR, UNK | J10 - Electric Utilities | J1030 - Distribution | J1030140 - Sub Stations | 1 | EA | 1/1/2000 00:00:00 | T15 XFM SD-2, GROUND DETECTOR | SWITCHING SUBST SHELTER | PWD MAYPORT
MAYPOR-2080 | A121872 | GROUND, GD-T15-SD3, FAULT INDICATOR, UNK | J10 - Electric Utilities | J1030 - Distribution | J1030140 - Sub Stations | 1 | EA | 1/1/2000 00:00:00 | T15 XFM SD-3, GROUND DETECTOR | SWITCHING SUBST SHELTER | PWD MAYPORT
MAYPOR-2080 | A121873 | GROUND, GD-T15-SD4, FAULT INDICATOR, UNK | J10 - Electric Utilities | J1030 - Distribution | J1030140 - Sub Stations | 1 | EA | 1/1/2000 00:00:00 | T15 XFM SD-4, GROUND DETECTOR | SWITCHING SUBST SHELTER | PWD MAYPORT
MAYPOR-2080 | A121874 | GROUND, GD-T16-SD2, FAULT INDICATOR, UNK | J10 - Electric Utilities | J1030 - Distribution | J1030140 - Sub Stations | 1 | EA | 1/1/2000 00:00:00 | T16 XFM SD-2, GROUND DETECTOR | SWITCHING SUBST SHELTER | PWD MAYPORT
MAYPOR-2080 | A121875 | GROUND, GD-T16-SD3, FAULT INDICATOR, UNK | J10 - Electric Utilities | J1030 - Distribution | J1030140 - Sub Stations | 1 | EA | 1/1/2000 00:00:00 | T16 XFM SD-3, GROUND DETECTOR | SWITCHING SUBST SHELTER | PWD MAYPORT
MAYPOR-2080 | A121876 | GROUND, GD-T16-SD4, FAULT INDICATOR, UNK | J10 - Electric Utilities | J1030 - Distribution | J1030140 - Sub Stations | 1 | EA | 1/1/2000 00:00:00 | T16 XFM SD-4, GROUND DETECTOR | SWITCHING SUBST SHELTER | PWD MAYPORT
MAYPOR-2080 | A121877 | SOLID STATE RELAY, R-T12-GROUND, UNK | J10 - Electric Utilities | J1030 - Distribution | J1030140 - Sub Stations | 1 | EA | 1/1/1990 00:00:00 | T-12 GROUND RELAY | SWITCHING SUBST SHELTER | PWD MAYPORT
MAYPOR-2080 | A121878 | SOLID STATE RELAY, R-T13-GROUND, UNK | J10 - Electric Utilities | J1030 - Distribution | J1030140 - Sub Stations | 1 | EA | 1/1/1990 00:00:00 | T-13 GROUND RELAY | SWITCHING SUBST SHELTER | PWD MAYPORT
MAYPOR-2080 | A121879 | ELECTRIC LINE, BB-T12-F, BUS, 600 | J10 - Electric Utilities | J1030 - Distribution | J1030140 - Sub Stations | 1 | EA | 1/1/1990 00:00:00 | T12 - SWITCHGEAR/SWITCHBOARD/BUSS BARS | SWITCHING SUBST SHELTER | PWD MAYPORT
MAYPOR-2080 | A121880 | ELECTRIC LINE, BB-T13-F, BUS, 600 | J10 - Electric Utilities | J1030 - Distribution | J1030140 - Sub Stations | 1 | EA | 1/1/1990 00:00:00 | T13 - SWITCHGEAR/SWITCHBOARD/BUSS BARS | SWITCHING SUBST SHELTER | PWD MAYPORT
MAYPOR-2080 | A121881 | ELECTRIC LINE, BB-T14-F, BUS, 600 | J10 - Electric Utilities | J1030 - Distribution | J1030140 - Sub Stations | 1 | EA | 1/1/1990 00:00:00 | T14 - SWITCHGEAR/SWITCHBOARD/BUSS BARS | SWITCHING SUBST SHELTER | PWD MAYPORT
MAYPOR-2080 | A121882 | ELECTRIC LINE, BB-T15-F, BUS, 600 | J10 - Electric Utilities | J1030 - Distribution | J1030140 - Sub Stations | 1 | EA | 1/1/2000 00:00:00 | T15 - SWITCHGEAR/SWITCHBOARD/BUSS BARS | SWITCHING SUBST SHELTER | PWD MAYPORT
MAYPOR-2080 | A121883 | ELECTRIC LINE, BB-T16-F, BUS, 600 | J10 - Electric Utilities | J1030 - Distribution | J1030140 - Sub Stations | 1 | EA | 1/1/2000 00:00:00 | T16 - SWITCHGEAR/SWITCHBOARD/BUSS BARS | SWITCHING SUBST SHELTER | PWD MAYPORT
MAYPOR-2080 | A121884 | ENCLOSURE, ENC-T16 | J10 - Electric Utilities | J1030 - Distribution | J1030140 - Sub Stations | 1 | EA | 1/1/2000 00:00:00 | PIER F ELECTRICAL SUBSTATION ENCLOSURE | SWITCHING SUBST SHELTER | PWD MAYPORT
MAYPOR-2080 | A126836 | SOLID STATE RELAY, R-T15-9, OC | J10 - Electric Utilities | J1030 - Distribution | J1030140 - Sub Stations | 1 | EA | 1/1/2000 00:00:00 | PIER F T15 XFM SD-4 RELAY #9 | SWITCHING SUBST SHELTER | PWD MAYPORT
MAYPOR-2080 | A126837 | SOLID STATE RELAY, R-T15-10, OC | J10 - Electric Utilities | J1030 - Distribution | J1030140 - Sub Stations | 1 | EA | 1/1/2000 00:00:00 | PIER F T15 XFM SD-4 RELAY #10 | SWITCHING SUBST SHELTER | PWD MAYPORT
MAYPOR-2080 | A126838 | SOLID STATE RELAY, R-T15-11, OC | J10 - Electric Utilities | J1030 - Distribution | J1030140 - Sub Stations | 1 | EA | 1/1/2000 00:00:00 | PIER F T15 XFM SD-4 RELAY #11 | SWITCHING SUBST SHELTER | PWD MAYPORT
MAYPOR-2080 | A126840 | SOLID STATE RELAY, R-T15-12, OC | J10 - Electric Utilities | J1030 - Distribution | J1030140 - Sub Stations | 1 | EA | 1/1/2000 00:00:00 | PIER F T15 XFM SD-4 RELAY #12 | SWITCHING SUBST SHELTER | PWD MAYPORT
MAYPOR-2080 | A126841 | SOLID STATE RELAY, R-T15-5, OC | J10 - Electric Utilities | J1030 - Distribution | J1030140 - Sub Stations | 1 | EA | 1/1/2000 00:00:00 | PIER F T15 XFM SD-3 RELAY #5 | SWITCHING SUBST SHELTER | PWD MAYPORT
MAYPOR-2080 | A126842 | SOLID STATE RELAY, R-T15-6, OC | J10 - Electric Utilities | J1030 - Distribution | J1030140 - Sub Stations | 1 | EA | 1/1/2000 00:00:00 | PIER F T15 XFM SD-3 RELAY #6 | SWITCHING SUBST SHELTER | PWD MAYPORT
MAYPOR-2080 | A126843 | SOLID STATE RELAY, R-T15-7, OC | J10 - Electric Utilities | J1030 - Distribution | J1030140 - Sub Stations | 1 | EA | 1/1/2000 00:00:00 | PIER F T15 XFM SD-3 RELAY #7 | SWITCHING SUBST SHELTER | PWD MAYPORT
MAYPOR-2080 | A126844 | SOLID STATE RELAY, R-T15-8, OC | J10 - Electric Utilities | J1030 - Distribution | J1030140 - Sub Stations | 1 | EA | 1/1/2000 00:00:00 | PIER F T15 XFM SD-3 RELAY #8 | SWITCHING SUBST SHELTER | PWD MAYPORT
MAYPOR-2080 | A126845 | SOLID STATE RELAY, R-T15-1, OC | J10 - Electric Utilities | J1030 - Distribution | J1030140 - Sub Stations | 1 | EA | 1/1/2000 00:00:00 | PIER F T15 XFM SD-2 RELAY #1 | SWITCHING SUBST SHELTER | PWD MAYPORT
MAYPOR-2080 | A126846 | SOLID STATE RELAY, R-T15-2, OC | J10 - Electric Utilities | J1030 - Distribution | J1030140 - Sub Stations | 1 | EA | 1/1/2000 00:00:00 | PIER F T15 XFM SD-2 RELAY #2 | SWITCHING SUBST SHELTER | PWD MAYPORT
MAYPOR-2080 | A126847 | SOLID STATE RELAY, R-T15-3, OC | J10 - Electric Utilities | J1030 - Distribution | J1030140 - Sub Stations | 1 | EA | 1/1/2000 00:00:00 | PIER F T15 XFM SD-2 RELAY #3 | SWITCHING SUBST SHELTER | PWD MAYPORT
MAYPOR-2080 | A126848 | SOLID STATE RELAY, R-T15-4, OC | J10 - Electric Utilities | J1030 - Distribution | J1030140 - Sub Stations | 1 | EA | 1/1/2000 00:00:00 | PIER F T15 XFM SD-2 RELAY #4 | SWITCHING SUBST SHELTER | PWD MAYPORT
MAYPOR-2080 | A126849 | SOLID STATE RELAY, R-T16-1, OC | J10 - Electric Utilities | J1030 - Distribution | J1030140 - Sub Stations | 1 | EA | 1/1/2000 00:00:00 | PIER F T16 XFM RELAY #1 | SWITCHING SUBST SHELTER | PWD MAYPORT
MAYPOR-2080 | A126850 | SOLID STATE RELAY, R-T16-2, OC | J10 - Electric Utilities | J1030 - Distribution | J1030140 - Sub Stations | 1 | EA | 1/1/2000 00:00:00 | PIER F T16 XFM RELAY #2 | SWITCHING SUBST SHELTER | PWD MAYPORT
MAYPOR-2080 | A126851 | SOLID STATE RELAY, R-T16-3, OC | J10 - Electric Utilities | J1030 - Distribution | J1030140 - Sub Stations | 1 | EA | 1/1/2000 00:00:00 | PIER F T16 XFM RELAY #3 | SWITCHING SUBST SHELTER | PWD MAYPORT
MAYPOR-2080 | A126852 | SOLID STATE RELAY, R-T16-4, OC | J10 - Electric Utilities | J1030 - Distribution | J1030140 - Sub Stations | 1 | EA | 1/1/2000 00:00:00 | PIER F T16 XFM RELAY #4 | SWITCHING SUBST SHELTER | PWD MAYPORT
MAYPOR-2080 | A126853 | SOLID STATE RELAY, R-T16-5, OC | J10 - Electric Utilities | J1030 - Distribution | J1030140 - Sub Stations | 1 | EA | 1/1/2000 00:00:00 | PIER F T16 XFM RELAY #5 | SWITCHING SUBST SHELTER | PWD MAYPORT
MAYPOR-2080 | A126854 | SOLID STATE RELAY, R-T16-6, OC | J10 - Electric Utilities | J1030 - Distribution | J1030140 - Sub Stations | 1 | EA | 1/1/2000 00:00:00 | PIER F T16 XFM RELAY #6 | SWITCHING SUBST SHELTER | PWD MAYPORT
MAYPOR-2080 | A126855 | SOLID STATE RELAY, R-T16-7, OC | J10 - Electric Utilities | J1030 - Distribution | J1030140 - Sub Stations | 1 | EA | 1/1/2000 00:00:00 | PIER F T16 XFM RELAY #7 | SWITCHING SUBST SHELTER | PWD MAYPORT
MAYPOR-2080 | A126856 | SOLID STATE RELAY, R-T16-8, OC | J10 - Electric Utilities | J1030 - Distribution | J1030140 - Sub Stations | 1 | EA | 1/1/2000 00:00:00 | PIER F T16 XFM RELAY #8 | SWITCHING SUBST SHELTER | PWD MAYPORT
MAYPOR-2080 | A126857 | SOLID STATE RELAY, R-T16-9, OC | J10 - Electric Utilities | J1030 - Distribution | J1030140 - Sub Stations | 1 | EA | 1/1/2000 00:00:00 | PIER F T16 XFM RELAY #9 | SWITCHING SUBST SHELTER | PWD MAYPORT
MAYPOR-2080 | A126858 | SOLID STATE RELAY, R-T16-10, OC | J10 - Electric Utilities | J1030 - Distribution | J1030140 - Sub Stations | 1 | EA | 1/1/2000 00:00:00 | PIER F T16 XFM RELAY #10 | SWITCHING SUBST SHELTER | PWD MAYPORT
MAYPOR-2080 | A126859 | SOLID STATE RELAY, R-T16-11, OC | J10 - Electric Utilities | J1030 - Distribution | J1030140 - Sub Stations | 1 | EA | 1/1/2000 00:00:00 | PIER F T16 XFM RELAY #11 | SWITCHING SUBST SHELTER | PWD MAYPORT
MAYPOR-2080 | A126860 | SOLID STATE RELAY, R-T16-12, OC | J10 - Electric Utilities | J1030 - Distribution | J1030140 - Sub Stations | 1 | EA | 1/1/2000 00:00:00 | PIER F T16 XFM RELAY #12 | SWITCHING SUBST SHELTER | PWD MAYPORT
MAYPOR-2080 | A126861 | SOLID STATE RELAY, R-T12-A1A, OC | J10 - Electric Utilities | J1030 - Distribution | J1030140 - Sub Stations | 1 | EA | 1/1/1990 00:00:00 | PIER F T-12A1 RELAY PHASE A | SWITCHING SUBST SHELTER | PWD MAYPORT
MAYPOR-2080 | A126862 | SOLID STATE RELAY, R-T12-A1B, OC | J10 - Electric Utilities | J1030 - Distribution | J1030140 - Sub Stations | 1 | EA | 1/1/1990 00:00:00 | PIER F T-12A1 RELAY PHASE B | SWITCHING SUBST SHELTER | PWD MAYPORT
MAYPOR-2080 | A126863 | SOLID STATE RELAY, R-T12-A1C, OC | J10 - Electric Utilities | J1030 - Distribution | J1030140 - Sub Stations | 1 | EA | 1/1/1990 00:00:00 | PIER F T-12A1 RELAY PHASE C | SWITCHING SUBST SHELTER | PWD MAYPORT
MAYPOR-2080 | A126864 | SOLID STATE RELAY, R-T12-A2A, OC | J10 - Electric Utilities | J1030 - Distribution | J1030140 - Sub Stations | 1 | EA | 1/1/1990 00:00:00 | PIER F T-12A2 RELAY PHASE A | SWITCHING SUBST SHELTER | PWD MAYPORT
MAYPOR-2080 | A126865 | SOLID STATE RELAY, R-T12-A2B, OC | J10 - Electric Utilities | J1030 - Distribution | J1030140 - Sub Stations | 1 | EA | 1/1/1990 00:00:00 | PIER F T-12A2 RELAY PHASE B | SWITCHING SUBST SHELTER | PWD MAYPORT
MAYPOR-2080 | A126866 | SOLID STATE RELAY, R-T12-A2C, OC | J10 - Electric Utilities | J1030 - Distribution | J1030140 - Sub Stations | 1 | EA | 1/1/1990 00:00:00 | PIER F T-12A2 RELAY PHASE C | SWITCHING SUBST SHELTER | PWD MAYPORT
MAYPOR-2080 | A126867 | SOLID STATE RELAY, R-T12-A3A, OC | J10 - Electric Utilities | J1030 - Distribution | J1030140 - Sub Stations | 1 | EA | 1/1/1990 00:00:00 | PIER F T-12A3 RELAY PHASE A | SWITCHING SUBST SHELTER | PWD MAYPORT
MAYPOR-2080 | A126868 | SOLID STATE RELAY, R-T12-A3B, OC | J10 - Electric Utilities | J1030 - Distribution | J1030140 - Sub Stations | 1 | EA | 1/1/1990 00:00:00 | PIER F T-12A3 RELAY PHASE B | SWITCHING SUBST SHELTER | PWD MAYPORT
MAYPOR-2080 | A126869 | SOLID STATE RELAY, R-T12-A3C, OC | J10 - Electric Utilities | J1030 - Distribution | J1030140 - Sub Stations | 1 | EA | 1/1/1990 00:00:00 | PIER F T-12A3 RELAY PHASE C | SWITCHING SUBST SHELTER | PWD MAYPORT
MAYPOR-2080 | A126870 | SOLID STATE RELAY, R-T12-A4A, OC | J10 - Electric Utilities | J1030 - Distribution | J1030140 - Sub Stations | 1 | EA | 1/1/1990 00:00:00 | PIER F T-12A4 RELAY PHASE A | SWITCHING SUBST SHELTER | PWD MAYPORT
MAYPOR-2080 | A126871 | SOLID STATE RELAY, R-T12-A4B, OC | J10 - Electric Utilities | J1030 - Distribution | J1030140 - Sub Stations | 1 | EA | 1/1/1990 00:00:00 | PIER F T-12A4 RELAY PHASE B | SWITCHING SUBST SHELTER | PWD MAYPORT
MAYPOR-2080 | A126872 | SOLID STATE RELAY, R-T12-A4C, OC | J10 - Electric Utilities | J1030 - Distribution | J1030140 - Sub Stations | 1 | EA | 1/1/1990 00:00:00 | PIER F T-12A4 RELAY PHASE C | SWITCHING SUBST SHELTER | PWD MAYPORT
MAYPOR-2080 | A126873 | SOLID STATE RELAY, R-T12-C1A, OC | J10 - Electric Utilities | J1030 - Distribution | J1030140 - Sub Stations | 1 | EA | 1/1/1990 00:00:00 | PIER F T-12C1 RELAY PHASE A | SWITCHING SUBST SHELTER | PWD MAYPORT
MAYPOR-2080 | A126874 | SOLID STATE RELAY, R-T12-C1B, OC | J10 - Electric Utilities | J1030 - Distribution | J1030140 - Sub Stations | 1 | EA | 1/1/1990 00:00:00 | PIER F T-12C1 RELAY PHASE B | SWITCHING SUBST SHELTER | PWD MAYPORT
MAYPOR-2080 | A126875 | SOLID STATE RELAY, R-T12-C1C, OC | J10 - Electric Utilities | J1030 - Distribution | J1030140 - Sub Stations | 1 | EA | 1/1/1990 00:00:00 | PIER F T-12C1 RELAY PHASE C | SWITCHING SUBST SHELTER | PWD MAYPORT
MAYPOR-2080 | A126876 | SOLID STATE RELAY, R-T12-C2A, OC | J10 - Electric Utilities | J1030 - Distribution | J1030140 - Sub Stations | 1 | EA | 1/1/1990 00:00:00 | PIER F T-12C2 RELAY PHASE A | SWITCHING SUBST SHELTER | PWD MAYPORT
MAYPOR-2080 | A126877 | SOLID STATE RELAY, R-T12-C2B, OC | J10 - Electric Utilities | J1030 - Distribution | J1030140 - Sub Stations | 1 | EA | 1/1/1990 00:00:00 | PIER F T-12C2 RELAY PHASE B | SWITCHING SUBST SHELTER | PWD MAYPORT
MAYPOR-2080 | A126878 | SOLID STATE RELAY, R-T12-C2C, OC | J10 - Electric Utilities | J1030 - Distribution | J1030140 - Sub Stations | 1 | EA | 1/1/1990 00:00:00 | PIER F T-12C2 RELAY PHASE C | SWITCHING SUBST SHELTER | PWD MAYPORT
MAYPOR-2080 | A126879 | SOLID STATE RELAY, R-T12-C3A, OC | J10 - Electric Utilities | J1030 - Distribution | J1030140 - Sub Stations | 1 | EA | 1/1/1990 00:00:00 | PIER F T-12C3 RELAY PHASE A | SWITCHING SUBST SHELTER | PWD MAYPORT
MAYPOR-2080 | A126880 | SOLID STATE RELAY, R-T12-C3B, OC | J10 - Electric Utilities | J1030 - Distribution | J1030140 - Sub Stations | 1 | EA | 1/1/1990 00:00:00 | PIER F T-12C3 RELAY PHASE B | SWITCHING SUBST SHELTER | PWD MAYPORT
MAYPOR-2080 | A126881 | SOLID STATE RELAY, R-T12-C3C, OC | J10 - Electric Utilities | J1030 - Distribution | J1030140 - Sub Stations | 1 | EA | 1/1/1990 00:00:00 | PIER F T-12C3 RELAY PHASE C | SWITCHING SUBST SHELTER | PWD MAYPORT
MAYPOR-2080 | A126882 | SOLID STATE RELAY, R-T12-C4A, OC | J10 - Electric Utilities | J1030 - Distribution | J1030140 - Sub Stations | 1 | EA | 1/1/1990 00:00:00 | PIER F T-12C4 RELAY PHASE A | SWITCHING SUBST SHELTER | PWD MAYPORT
MAYPOR-2080 | A126883 | SOLID STATE RELAY, R-T12-C4B, OC | J10 - Electric Utilities | J1030 - Distribution | J1030140 - Sub Stations | 1 | EA | 1/1/1990 00:00:00 | PIER F T-12C4 RELAY PHASE B | SWITCHING SUBST SHELTER | PWD MAYPORT
MAYPOR-2080 | A126884 | SOLID STATE RELAY, R-T12-C4C, OC | J10 - Electric Utilities | J1030 - Distribution | J1030140 - Sub Stations | 1 | EA | 1/1/1990 00:00:00 | PIER F T-12C4 RELAY PHASE C | SWITCHING SUBST SHELTER | PWD MAYPORT
MAYPOR-2080 | A126885 | SOLID STATE RELAY, R-T12-B1A, OC | J10 - Electric Utilities | J1030 - Distribution | J1030140 - Sub Stations | 1 | EA | 1/1/1990 00:00:00 | PIER F T-12B1 RELAY PHASE A | SWITCHING SUBST SHELTER | PWD MAYPORT
MAYPOR-2080 | A126886 | SOLID STATE RELAY, R-T12-B1B, OC | J10 - Electric Utilities | J1030 - Distribution | J1030140 - Sub Stations | 1 | EA | 1/1/1990 00:00:00 | PIER F T-12B1 RELAY PHASE B | SWITCHING SUBST SHELTER | PWD MAYPORT
MAYPOR-2080 | A126887 | SOLID STATE RELAY, R-T12-B1C, OC | J10 - Electric Utilities | J1030 - Distribution | J1030140 - Sub Stations | 1 | EA | 1/1/1990 00:00:00 | PIER F T-12B1 RELAY PHASE C | SWITCHING SUBST SHELTER | PWD MAYPORT
MAYPOR-2080 | A126888 | SOLID STATE RELAY, R-T12-B2A, OC | J10 - Electric Utilities | J1030 - Distribution | J1030140 - Sub Stations | 1 | EA | 1/1/1990 00:00:00 | PIER F T-12B2 RELAY PHASE A | SWITCHING SUBST SHELTER | PWD MAYPORT
MAYPOR-2080 | A126889 | SOLID STATE RELAY, R-T12-B2B, OC | J10 - Electric Utilities | J1030 - Distribution | J1030140 - Sub Stations | 1 | EA | 1/1/1990 00:00:00 | PIER F T-12B2 RELAY PHASE B | SWITCHING SUBST SHELTER | PWD MAYPORT
MAYPOR-2080 | A126890 | SOLID STATE RELAY, R-T12-B2C, OC | J10 - Electric Utilities | J1030 - Distribution | J1030140 - Sub Stations | 1 | EA | 1/1/1990 00:00:00 | PIER F T-12B2 RELAY PHASE C | SWITCHING SUBST SHELTER | PWD MAYPORT
MAYPOR-2080 | A126891 | SOLID STATE RELAY, R-T12-B3A, OC | J10 - Electric Utilities | J1030 - Distribution | J1030140 - Sub Stations | 1 | EA | 1/1/1990 00:00:00 | PIER F T-12B3 RELAY PHASE A | SWITCHING SUBST SHELTER | PWD MAYPORT
MAYPOR-2080 | A126892 | SOLID STATE RELAY, R-T12-B3B, OC | J10 - Electric Utilities | J1030 - Distribution | J1030140 - Sub Stations | 1 | EA | 1/1/1990 00:00:00 | PIER F T-12B3 RELAY PHASE B | SWITCHING SUBST SHELTER | PWD MAYPORT
MAYPOR-2080 | A126893 | SOLID STATE RELAY, R-T12-B3C, OC | J10 - Electric Utilities | J1030 - Distribution | J1030140 - Sub Stations | 1 | EA | 1/1/1990 00:00:00 | PIER F T-12B3 RELAY PHASE C | SWITCHING SUBST SHELTER | PWD MAYPORT
MAYPOR-2080 | A126894 | SOLID STATE RELAY, R-T12-B4A, OC | J10 - Electric Utilities | J1030 - Distribution | J1030140 - Sub Stations | 1 | EA | 1/1/1990 00:00:00 | PIER F T-12B4 RELAY PHASE A | SWITCHING SUBST SHELTER | PWD MAYPORT
MAYPOR-2080 | A126895 | SOLID STATE RELAY, R-T12-B4B, OC | J10 - Electric Utilities | J1030 - Distribution | J1030140 - Sub Stations | 1 | EA | 1/1/1990 00:00:00 | PIER F T-12B4 RELAY PHASE B | SWITCHING SUBST SHELTER | PWD MAYPORT
MAYPOR-2080 | A126896 | SOLID STATE RELAY, R-T12-B4C, OC | J10 - Electric Utilities | J1030 - Distribution | J1030140 - Sub Stations | 1 | EA | 1/1/1990 00:00:00 | PIER F T-12B4 RELAY PHASE C | SWITCHING SUBST SHELTER | PWD MAYPORT
MAYPOR-2080 | A126897 | SOLID STATE RELAY, R-T13-A1A, OC | J10 - Electric Utilities | J1030 - Distribution | J1030140 - Sub Stations | 1 | EA | 1/1/1990 00:00:00 | PIER F T-13A1 RELAY PHASE A | SWITCHING SUBST SHELTER | PWD MAYPORT
MAYPOR-2080 | A126898 | SOLID STATE RELAY, R-T13-A1B, OC | J10 - Electric Utilities | J1030 - Distribution | J1030140 - Sub Stations | 1 | EA | 1/1/1990 00:00:00 | PIER F T-13A1 RELAY PHASE B | SWITCHING SUBST SHELTER | PWD MAYPORT
MAYPOR-2080 | A126899 | SOLID STATE RELAY, R-T13-A1C, OC | J10 - Electric Utilities | J1030 - Distribution | J1030140 - Sub Stations | 1 | EA | 1/1/1990 00:00:00 | PIER F T-13A1 RELAY PHASE C | SWITCHING SUBST SHELTER | PWD MAYPORT
MAYPOR-2080 | A126900 | SOLID STATE RELAY, R-T13-A2A, OC | J10 - Electric Utilities | J1030 - Distribution | J1030140 - Sub Stations | 1 | EA | 1/1/1990 00:00:00 | PIER F T-13A2 RELAY PHASE A | SWITCHING SUBST SHELTER | PWD MAYPORT
MAYPOR-2080 | A126901 | SOLID STATE RELAY, R-T13-A2B, OC | J10 - Electric Utilities | J1030 - Distribution | J1030140 - Sub Stations | 1 | EA | 1/1/1990 00:00:00 | PIER F T-13A2 RELAY PHASE B | SWITCHING SUBST SHELTER | PWD MAYPORT
MAYPOR-2080 | A126902 | SOLID STATE RELAY, R-T13-A2C, OC | J10 - Electric Utilities | J1030 - Distribution | J1030140 - Sub Stations | 1 | EA | 1/1/1990 00:00:00 | PIER F T-13A2 RELAY PHASE C | SWITCHING SUBST SHELTER | PWD MAYPORT
MAYPOR-2080 | A126903 | SOLID STATE RELAY, R-T13-A3A, OC | J10 - Electric Utilities | J1030 - Distribution | J1030140 - Sub Stations | 1 | EA | 1/1/1990 00:00:00 | PIER F T-13A3 RELAY PHASE A | SWITCHING SUBST SHELTER | PWD MAYPORT
MAYPOR-2080 | A126904 | SOLID STATE RELAY, R-T13-A3B, OC | J10 - Electric Utilities | J1030 - Distribution | J1030140 - Sub Stations | 1 | EA | 1/1/1990 00:00:00 | PIER F T-13A3 RELAY PHASE B | SWITCHING SUBST SHELTER | PWD MAYPORT
MAYPOR-2080 | A126905 | SOLID STATE RELAY, R-T13-A3C, OC | J10 - Electric Utilities | J1030 - Distribution | J1030140 - Sub Stations | 1 | EA | 1/1/1990 00:00:00 | PIER F T-13A3 RELAY PHASE C | SWITCHING SUBST SHELTER | PWD MAYPORT
MAYPOR-2080 | A126906 | SOLID STATE RELAY, R-T13-A4A, OC | J10 - Electric Utilities | J1030 - Distribution | J1030140 - Sub Stations | 1 | EA | 1/1/1990 00:00:00 | PIER F T-13A4 RELAY PHASE A | SWITCHING SUBST SHELTER | PWD MAYPORT
MAYPOR-2080 | A126907 | SOLID STATE RELAY, R-T13-A4B, OC | J10 - Electric Utilities | J1030 - Distribution | J1030140 - Sub Stations | 1 | EA | 1/1/1990 00:00:00 | PIER F T-13A4 RELAY PHASE B | SWITCHING SUBST SHELTER | PWD MAYPORT
MAYPOR-2080 | A126908 | SOLID STATE RELAY, R-T13-A4C, OC | J10 - Electric Utilities | J1030 - Distribution | J1030140 - Sub Stations | 1 | EA | 1/1/1990 00:00:00 | PIER F T-13A4 RELAY PHASE C | SWITCHING SUBST SHELTER | PWD MAYPORT
MAYPOR-2080 | A126909 | SOLID STATE RELAY, R-T13-C1A, OC | J10 - Electric Utilities | J1030 - Distribution | J1030140 - Sub Stations | 1 | EA | 1/1/1990 00:00:00 | PIER F T-13C1 RELAY PHASE A | SWITCHING SUBST SHELTER | PWD MAYPORT
MAYPOR-2080 | A126910 | SOLID STATE RELAY, R-T13-C1B, OC | J10 - Electric Utilities | J1030 - Distribution | J1030140 - Sub Stations | 1 | EA | 1/1/1990 00:00:00 | PIER F T-13C1 RELAY PHASE B | SWITCHING SUBST SHELTER | PWD MAYPORT
MAYPOR-2080 | A126911 | SOLID STATE RELAY, R-T13-C1C, OC | J10 - Electric Utilities | J1030 - Distribution | J1030140 - Sub Stations | 1 | EA | 1/1/1990 00:00:00 | PIER F T-13C1 RELAY PHASE C | SWITCHING SUBST SHELTER | PWD MAYPORT
MAYPOR-2080 | A126912 | SOLID STATE RELAY, R-T13-C2A, OC | J10 - Electric Utilities | J1030 - Distribution | J1030140 - Sub Stations | 1 | EA | 1/1/1990 00:00:00 | PIER F T-13C2 RELAY PHASE A | SWITCHING SUBST SHELTER | PWD MAYPORT
MAYPOR-2080 | A126913 | SOLID STATE RELAY, R-T13-C2B, OC | J10 - Electric Utilities | J1030 - Distribution | J1030140 - Sub Stations | 1 | EA | 1/1/1990 00:00:00 | PIER F T-13C2 RELAY PHASE B | SWITCHING SUBST SHELTER | PWD MAYPORT
MAYPOR-2080 | A126914 | SOLID STATE RELAY, R-T13-C2C, OC | J10 - Electric Utilities | J1030 - Distribution | J1030140 - Sub Stations | 1 | EA | 1/1/1990 00:00:00 | PIER F T-13C2 RELAY PHASE C | SWITCHING SUBST SHELTER | PWD MAYPORT
MAYPOR-2080 | A126915 | SOLID STATE RELAY, R-T13-C3A, OC | J10 - Electric Utilities | J1030 - Distribution | J1030140 - Sub Stations | 1 | EA | 1/1/1990 00:00:00 | PIER F T-13C3 RELAY PHASE A | SWITCHING SUBST SHELTER | PWD MAYPORT
MAYPOR-2080 | A126916 | SOLID STATE RELAY, R-T13-C3B, OC | J10 - Electric Utilities | J1030 - Distribution | J1030140 - Sub Stations | 1 | EA | 1/1/1990 00:00:00 | PIER F T-13C3 RELAY PHASE B | SWITCHING SUBST SHELTER | PWD MAYPORT
MAYPOR-2080 | A126917 | SOLID STATE RELAY, R-T13-C3C, OC | J10 - Electric Utilities | J1030 - Distribution | J1030140 - Sub Stations | 1 | EA | 1/1/1990 00:00:00 | PIER F T-13C3 RELAY PHASE C | SWITCHING SUBST SHELTER | PWD MAYPORT
MAYPOR-2080 | A126918 | SOLID STATE RELAY, R-T13-C4A, OC | J10 - Electric Utilities | J1030 - Distribution | J1030140 - Sub Stations | 1 | EA | 1/1/1990 00:00:00 | PIER F T-13C4 RELAY PHASE A | SWITCHING SUBST SHELTER | PWD MAYPORT
MAYPOR-2080 | A126919 | SOLID STATE RELAY, R-T13-C4B, OC | J10 - Electric Utilities | J1030 - Distribution | J1030140 - Sub Stations | 1 | EA | 1/1/1990 00:00:00 | PIER F T-13C4 RELAY PHASE B | SWITCHING SUBST SHELTER | PWD MAYPORT
MAYPOR-2080 | A126920 | SOLID STATE RELAY, R-T13-C4C, OC | J10 - Electric Utilities | J1030 - Distribution | J1030140 - Sub Stations | 1 | EA | 1/1/1990 00:00:00 | PIER F T-13C4 RELAY PHASE C | SWITCHING SUBST SHELTER | PWD MAYPORT
MAYPOR-2080 | A126921 | SOLID STATE RELAY, R-T13-B1A, OC | J10 - Electric Utilities | J1030 - Distribution | J1030140 - Sub Stations | 1 | EA | 1/1/1990 00:00:00 | PIER F T-13B1 RELAY PHASE A | SWITCHING SUBST SHELTER | PWD MAYPORT
MAYPOR-2080 | A126922 | SOLID STATE RELAY, R-T13-B1B, OC | J10 - Electric Utilities | J1030 - Distribution | J1030140 - Sub Stations | 1 | EA | 1/1/1990 00:00:00 | PIER F T-13B1 RELAY PHASE B | SWITCHING SUBST SHELTER | PWD MAYPORT
MAYPOR-2080 | A126923 | SOLID STATE RELAY, R-T13-B1C, OC | J10 - Electric Utilities | J1030 - Distribution | J1030140 - Sub Stations | 1 | EA | 1/1/1990 00:00:00 | PIER F T-13B1 RELAY PHASE C | SWITCHING SUBST SHELTER | PWD MAYPORT
MAYPOR-2080 | A126924 | SOLID STATE RELAY, R-T13-B2A, OC | J10 - Electric Utilities | J1030 - Distribution | J1030140 - Sub Stations | 1 | EA | 1/1/1990 00:00:00 | PIER F T-13B2 RELAY PHASE A | SWITCHING SUBST SHELTER | PWD MAYPORT
MAYPOR-2080 | A126925 | SOLID STATE RELAY, R-T13-B2B, OC | J10 - Electric Utilities | J1030 - Distribution | J1030140 - Sub Stations | 1 | EA | 1/1/1990 00:00:00 | PIER F T-13B2 RELAY PHASE B | SWITCHING SUBST SHELTER | PWD MAYPORT
MAYPOR-2080 | A126926 | SOLID STATE RELAY, R-T13-B2C, OC | J10 - Electric Utilities | J1030 - Distribution | J1030140 - Sub Stations | 1 | EA | 1/1/1990 00:00:00 | PIER F T-13B2 RELAY PHASE C | SWITCHING SUBST SHELTER | PWD MAYPORT
MAYPOR-2080 | A126927 | SOLID STATE RELAY, R-T13-B3A, OC | J10 - Electric Utilities | J1030 - Distribution | J1030140 - Sub Stations | 1 | EA | 1/1/1990 00:00:00 | PIER F T-13B3 RELAY PHASE A | SWITCHING SUBST SHELTER | PWD MAYPORT
MAYPOR-2080 | A126928 | SOLID STATE RELAY, R-T13-B3B, OC | J10 - Electric Utilities | J1030 - Distribution | J1030140 - Sub Stations | 1 | EA | 1/1/1990 00:00:00 | PIER F T-13B3 RELAY PHASE B | SWITCHING SUBST SHELTER | PWD MAYPORT
MAYPOR-2080 | A126929 | SOLID STATE RELAY, R-T13-B3C, OC | J10 - Electric Utilities | J1030 - Distribution | J1030140 - Sub Stations | 1 | EA | 1/1/1990 00:00:00 | PIER F T-13B3 RELAY PHASE C | SWITCHING SUBST SHELTER | PWD MAYPORT
MAYPOR-2080 | A126930 | SOLID STATE RELAY, R-T13-B4A, OC | J10 - Electric Utilities | J1030 - Distribution | J1030140 - Sub Stations | 1 | EA | 1/1/1990 00:00:00 | PIER F T-13B4 RELAY PHASE A | SWITCHING SUBST SHELTER | PWD MAYPORT
MAYPOR-2080 | A126931 | SOLID STATE RELAY, R-T13-B4B, OC | J10 - Electric Utilities | J1030 - Distribution | J1030140 - Sub Stations | 1 | EA | 1/1/1990 00:00:00 | PIER F T-13B4 RELAY PHASE B | SWITCHING SUBST SHELTER | PWD MAYPORT
MAYPOR-2080 | A126932 | SOLID STATE RELAY, R-T13-B4C, OC | J10 - Electric Utilities | J1030 - Distribution | J1030140 - Sub Stations | 1 | EA | 1/1/1990 00:00:00 | PIER F T-13B4 RELAY PHASE C | SWITCHING SUBST SHELTER | PWD MAYPORT
MAYPOR-2080 | A126933 | DYNAMIC PROTECTIVE DEVICE, CB-T15-SD4, CIRCUIT BREAKER, 600, AIR, SWITCHBOARD | J10 - Electric Utilities | J1030 - Distribution | J1030140 - Sub Stations | 1 | EA | 1/1/2000 00:00:00 | PIER F T15 XFM SD-4 MAIN BREAKER | SWITCHING SUBST SHELTER | PWD MAYPORT
MAYPOR-2080 | A126934 | DYNAMIC PROTECTIVE DEVICE, CB-T15-SD3, CIRCUIT BREAKER, 600, AIR, SWITCHBOARD | J10 - Electric Utilities | J1030 - Distribution | J1030140 - Sub Stations | 1 | EA | 1/1/2000 00:00:00 | PIER F T15 XFM SD-3 MAIN BREAKER | SWITCHING SUBST SHELTER | PWD MAYPORT
MAYPOR-2080 | A126935 | DYNAMIC PROTECTIVE DEVICE, CB-T15-SD2, CIRCUIT BREAKER, 600, AIR, SWITCHBOARD | J10 - Electric Utilities | J1030 - Distribution | J1030140 - Sub Stations | 1 | EA | 1/1/2000 00:00:00 | PIER F T15 XFM SD-2 MAIN BREAKER | SWITCHING SUBST SHELTER | PWD MAYPORT
MAYPOR-2080 | A126936 | DYNAMIC PROTECTIVE DEVICE, CB-T15-SD1, CIRCUIT BREAKER, 600, AIR, SWITCHBOARD | J10 - Electric Utilities | J1030 - Distribution | J1030140 - Sub Stations | 1 | EA | 1/1/2000 00:00:00 | PIER F T15 XFM SD-1 HOUSE POWER BREAKER | SWITCHING SUBST SHELTER | PWD MAYPORT
MAYPOR-2080 | A126949 | DYNAMIC PROTECTIVE DEVICE, CB-T14-MAIN, CIRCUIT BREAKER, 600, AIR, SWITCHBOARD | J10 - Electric Utilities | J1030 - Distribution | J1030140 - Sub Stations | 1 | EA | 1/1/1990 00:00:00 | PIER F T14 XFM, MAIN BREAKER - TYPE - RL3200 | SWITCHING SUBST SHELTER | PWD MAYPORT
MAYPOR-2080 | A126950 | DYNAMIC PROTECTIVE DEVICE, CB-T14-OP8-1, CIRCUIT BREAKER, 600, AIR, SWITCHBOARD | J10 - Electric Utilities | J1030 - Distribution | J1030140 - Sub Stations | 1 | EA | 1/1/1990 00:00:00 | PIER F T14 XFM, OP8-1 AUXILIARY BREAKER ( TYPE RL-800) | SWITCHING SUBST SHELTER | PWD MAYPORT
MAYPOR-2080 | A126951 | DYNAMIC PROTECTIVE DEVICE, CB-T14-OP8-2, CIRCUIT BREAKER, 600, AIR, SWITCHBOARD | J10 - Electric Utilities | J1030 - Distribution | J1030140 - Sub Stations | 1 | EA | 1/1/1990 00:00:00 | PIER F T14 XFM, OP8-2 AUXILIARY BREAKER ( TYPE RL-800) | SWITCHING SUBST SHELTER | PWD MAYPORT
MAYPOR-2080 | A126952 | DYNAMIC PROTECTIVE DEVICE, CB-T14-OP9-1, CIRCUIT BREAKER, 600, AIR, SWITCHBOARD | J10 - Electric Utilities | J1030 - Distribution | J1030140 - Sub Stations | 1 | EA | 1/1/1990 00:00:00 | PIER F T14 XFM, OP9-1 AUXILIARY BREAKER ( TYPE RL-800) | SWITCHING SUBST SHELTER | PWD MAYPORT
MAYPOR-2080 | A126953 | DYNAMIC PROTECTIVE DEVICE, CB-T14-OP9-2, CIRCUIT BREAKER, 600, AIR, SWITCHBOARD | J10 - Electric Utilities | J1030 - Distribution | J1030140 - Sub Stations | 1 | EA | 1/1/1990 00:00:00 | PIER F T14 XFM, OP9-2 AUXILIARY BREAKER ( TYPE RL-800) | SWITCHING SUBST SHELTER | PWD MAYPORT
MAYPOR-2080 | A126954 | DYNAMIC PROTECTIVE DEVICE, CB-T14-OP9-3, CIRCUIT BREAKER, 600, AIR, SWITCHBOARD | J10 - Electric Utilities | J1030 - Distribution | J1030140 - Sub Stations | 1 | EA | 1/1/1990 00:00:00 | PIER F T14 XFM, OP9-3 AUXILIARY BREAKER ( TYPE RL-800) | SWITCHING SUBST SHELTER | PWD MAYPORT
MAYPOR-2080 | A126955 | DYNAMIC PROTECTIVE DEVICE, CB-T14-TRLPAD, CIRCUIT BREAKER, 600, AIR, SWITCHBOARD | J10 - Electric Utilities | J1030 - Distribution | J1030140 - Sub Stations | 1 | EA | 1/1/1990 00:00:00 | PIER F T14 XFM, TRAILER PADS, AUXILIARY BREAKER (TYPE RL-800) | SWITCHING SUBST SHELTER | PWD MAYPORT
MAYPOR-2080 | A126956 | UEM,Static Protective Device, SS-T15, Surge Arrester, Other, 25,000 | J10 - Electric Utilities | J1030 - Distribution | J1030140 - Sub Stations | 1 | EA | 1/1/2000 00:00:00 | PIER F T15 SURGE SUPPRESSOR | SWITCHING SUBST SHELTER | PWD MAYPORT
MAYPOR-2080 | A126957 | UEM,Static Protective Device, SS-T16, Surge Arrester, Other, 25,000 | J10 - Electric Utilities | J1030 - Distribution | J1030140 - Sub Stations | 1 | EA | 1/1/2000 00:00:00 | PIER F T16 SURGE SUPPRESSOR | SWITCHING SUBST SHELTER | PWD MAYPORT
MAYPOR-2080 | A126959 | DYNAMIC PROTECTIVE DEVICE, CB-T16-SD2, CIRCUIT BREAKER, 600, AIR, SWITCHBOARD | J10 - Electric Utilities | J1030 - Distribution | J1030140 - Sub Stations | 1 | EA | 1/1/2000 00:00:00 | PIER F T16 XFM SD-2 BREAKER (GE AKRU-10D-50) | SWITCHING SUBST SHELTER | PWD MAYPORT
MAYPOR-2080 | A126960 | DYNAMIC PROTECTIVE DEVICE, CB-T16-SD3, CIRCUIT BREAKER, 600, AIR, SWITCHBOARD | J10 - Electric Utilities | J1030 - Distribution | J1030140 - Sub Stations | 1 | EA | 1/1/2000 00:00:00 | PIER F T16 XFM SD-3 BREAKER (GE AKRU-10D-50) | SWITCHING SUBST SHELTER | PWD MAYPORT
MAYPOR-2080 | A126961 | DYNAMIC PROTECTIVE DEVICE, CB-T16-SD4, CIRCUIT BREAKER, 600, AIR, SWITCHBOARD | J10 - Electric Utilities | J1030 - Distribution | J1030140 - Sub Stations | 1 | EA | 1/1/2000 00:00:00 | PIER F T16 XFM SD-4 BREAKER (GE AKRU-10D-50) | SWITCHING SUBST SHELTER | PWD MAYPORT
MAYPOR-2080 | A126974 | DYNAMIC PROTECTIVE DEVICE, CB-T12-MAIN, CIRCUIT BREAKER, 600, AIR, SWITCHBOARD | J10 - Electric Utilities | J1030 - Distribution | J1030140 - Sub Stations | 1 | EA | 1/1/1990 00:00:00 | PIER F T12 XFM, T-12 MAIN BREAKER (SIEMENS RLF -1600) | SWITCHING SUBST SHELTER | PWD MAYPORT
MAYPOR-2080 | A126975 | DYNAMIC PROTECTIVE DEVICE, CB-T12-A, CIRCUIT BREAKER, 600, AIR, SWITCHBOARD | J10 - Electric Utilities | J1030 - Distribution | J1030140 - Sub Stations | 1 | EA | 1/1/1990 00:00:00 | PIER F T12 XFM, T-12A BREAKER (SIEMENS RLF -1600) | SWITCHING SUBST SHELTER | PWD MAYPORT
MAYPOR-2080 | A126976 | DYNAMIC PROTECTIVE DEVICE, CB-T12-B, CIRCUIT BREAKER, 600, AIR, SWITCHBOARD | J10 - Electric Utilities | J1030 - Distribution | J1030140 - Sub Stations | 1 | EA | 1/1/1990 00:00:00 | PIER F T12 XFM, T-12B BREAKER (SIEMENS RLF -1600) | SWITCHING SUBST SHELTER | PWD MAYPORT
MAYPOR-2080 | A126977 | DYNAMIC PROTECTIVE DEVICE, CB-T12-C, CIRCUIT BREAKER, 600, AIR, SWITCHBOARD | J10 - Electric Utilities | J1030 - Distribution | J1030140 - Sub Stations | 1 | EA | 1/1/1990 00:00:00 | PIER F T12 XFM, T-12C BREAKER (SIEMENS RLF -1600) | SWITCHING SUBST SHELTER | PWD MAYPORT
MAYPOR-2080 | A126978 | DYNAMIC PROTECTIVE DEVICE, CB-T13-MAIN, CIRCUIT BREAKER, 600, AIR, SWITCHBOARD | J10 - Electric Utilities | J1030 - Distribution | J1030140 - Sub Stations | 1 | EA | 1/1/1990 00:00:00 | PIER F T13 XFM T-13 MAIN BREAKER (SIEMENS RLF-1600) | SWITCHING SUBST SHELTER | PWD MAYPORT
MAYPOR-2080 | A126979 | DYNAMIC PROTECTIVE DEVICE, CB-T13-A, CIRCUIT BREAKER, 600, AIR, SWITCHBOARD | J10 - Electric Utilities | J1030 - Distribution | J1030140 - Sub Stations | 1 | EA | 1/1/1990 00:00:00 | PIER F T13 XFM T-13A MAIN BREAKER (SIEMENS RLF-1600) | SWITCHING SUBST SHELTER | PWD MAYPORT
MAYPOR-2080 | A126980 | DYNAMIC PROTECTIVE DEVICE, CB-T13-B, CIRCUIT BREAKER, 600, AIR, SWITCHBOARD | J10 - Electric Utilities | J1030 - Distribution | J1030140 - Sub Stations | 1 | EA | 1/1/1990 00:00:00 | PIER F T13 XFM T-13B MAIN BREAKER (SIEMENS RLF-1600) | SWITCHING SUBST SHELTER | PWD MAYPORT
MAYPOR-2080 | A126981 | DYNAMIC PROTECTIVE DEVICE, CB-T13-C, CIRCUIT BREAKER, 600, AIR, SWITCHBOARD | J10 - Electric Utilities | J1030 - Distribution | J1030140 - Sub Stations | 1 | EA | 1/1/1990 00:00:00 | PIER F T13 XFM T-13C MAIN BREAKER (SIEMENS RLF-1600) | SWITCHING SUBST SHELTER | PWD MAYPORT
MAYPOR-2080 | UMA433000417 | RECEPTACLE, ER-T13-1, VIKING PLUG, 480, 3-WIRE | J10 - Electric Utilities | J1030 - Distribution | J1030140 - Sub Stations | 1 | EA | 1/1/1990 00:00:00 |  | SWITCHING SUBST SHELTER | PWD MAYPORT
MAYPOR-2080 | UMA433000419 | ENCLOSURE, ENC-T15 | J10 - Electric Utilities | J1030 - Distribution | J1030140 - Sub Stations | 1 | EA | 1/1/2000 00:00:00 |  | SWITCHING SUBST SHELTER | PWD MAYPORT
MAYPOR-2080 | UMA433000420 | ENCLOSURE, ENC-T14 | J10 - Electric Utilities | J1030 - Distribution | J1030140 - Sub Stations | 1 | EA | 1/1/1990 00:00:00 |  | SWITCHING SUBST SHELTER | PWD MAYPORT
MAYPOR-2080 | UMA433000421 | ENCLOSURE, ENC-T13 | J10 - Electric Utilities | J1030 - Distribution | J1030140 - Sub Stations | 1 | EA | 1/1/1990 00:00:00 |  | SWITCHING SUBST SHELTER | PWD MAYPORT
MAYPOR-2080 | UMA433000422 | ENCLOSURE, ENC-T12 | J10 - Electric Utilities | J1030 - Distribution | J1030140 - Sub Stations | 1 | EA | 1/1/1990 00:00:00 |  | SWITCHING SUBST SHELTER | PWD MAYPORT
MAYPOR-2080 | UMA433000423 | RECEPTACLE, ER-T13-2, VIKING PLUG, 480, 3-WIRE | J10 - Electric Utilities | J1030 - Distribution | J1030140 - Sub Stations | 1 | EA | 1/1/1990 00:00:00 |  | SWITCHING SUBST SHELTER | PWD MAYPORT
MAYPOR-2080 | UMA433000424 | RECEPTACLE, ER-T13-3, VIKING PLUG, 480, 3-WIRE | J10 - Electric Utilities | J1030 - Distribution | J1030140 - Sub Stations | 1 | EA | 1/1/1990 00:00:00 |  | SWITCHING SUBST SHELTER | PWD MAYPORT
MAYPOR-2080 | UMA433000425 | RECEPTACLE, ER-T13-4, VIKING PLUG, 480, 3-WIRE | J10 - Electric Utilities | J1030 - Distribution | J1030140 - Sub Stations | 1 | EA | 1/1/1990 00:00:00 |  | SWITCHING SUBST SHELTER | PWD MAYPORT
MAYPOR-2080 | UMA433000426 | RECEPTACLE, ER-T13-5, VIKING PLUG, 480, 3-WIRE | J10 - Electric Utilities | J1030 - Distribution | J1030140 - Sub Stations | 1 | EA | 1/1/1990 00:00:00 |  | SWITCHING SUBST SHELTER | PWD MAYPORT
MAYPOR-2080 | UMA433000427 | RECEPTACLE, ER-T13-6, VIKING PLUG, 480, 3-WIRE | J10 - Electric Utilities | J1030 - Distribution | J1030140 - Sub Stations | 1 | EA | 1/1/1990 00:00:00 |  | SWITCHING SUBST SHELTER | PWD MAYPORT
MAYPOR-2080 | UMA433000428 | RECEPTACLE, ER-T13-7, VIKING PLUG, 480, 3-WIRE | J10 - Electric Utilities | J1030 - Distribution | J1030140 - Sub Stations | 1 | EA | 1/1/1990 00:00:00 |  | SWITCHING SUBST SHELTER | PWD MAYPORT
MAYPOR-2080 | UMA433000429 | RECEPTACLE, ER-T13-8, VIKING PLUG, 480, 3-WIRE | J10 - Electric Utilities | J1030 - Distribution | J1030140 - Sub Stations | 1 | EA | 1/1/1990 00:00:00 |  | SWITCHING SUBST SHELTER | PWD MAYPORT
MAYPOR-2080 | UMA433000430 | RECEPTACLE, ER-T13-9, VIKING PLUG, 480, 3-WIRE | J10 - Electric Utilities | J1030 - Distribution | J1030140 - Sub Stations | 1 | EA | 1/1/1990 00:00:00 |  | SWITCHING SUBST SHELTER | PWD MAYPORT
MAYPOR-2080 | UMA433000431 | RECEPTACLE, ER-T13-10, VIKING PLUG, 480, 3-WIRE | J10 - Electric Utilities | J1030 - Distribution | J1030140 - Sub Stations | 1 | EA | 1/1/1990 00:00:00 |  | SWITCHING SUBST SHELTER | PWD MAYPORT
MAYPOR-2080 | UMA433000432 | RECEPTACLE, ER-T13-11, VIKING PLUG, 480, 3-WIRE | J10 - Electric Utilities | J1030 - Distribution | J1030140 - Sub Stations | 1 | EA | 1/1/1990 00:00:00 |  | SWITCHING SUBST SHELTER | PWD MAYPORT
MAYPOR-2080 | UMA433000433 | RECEPTACLE, ER-T13-12, VIKING PLUG, 480, 3-WIRE | J10 - Electric Utilities | J1030 - Distribution | J1030140 - Sub Stations | 1 | EA | 1/1/1990 00:00:00 |  | SWITCHING SUBST SHELTER | PWD MAYPORT
MAYPOR-2080 | UMA433000434 | RECEPTACLE, ER-T12-1, VIKING PLUG, 480, 3-WIRE | J10 - Electric Utilities | J1030 - Distribution | J1030140 - Sub Stations | 1 | EA | 1/1/1990 00:00:00 |  | SWITCHING SUBST SHELTER | PWD MAYPORT
MAYPOR-2080 | UMA433000435 | RECEPTACLE, ER-T12-2, VIKING PLUG, 480, 3-WIRE | J10 - Electric Utilities | J1030 - Distribution | J1030140 - Sub Stations | 1 | EA | 1/1/1990 00:00:00 |  | SWITCHING SUBST SHELTER | PWD MAYPORT
MAYPOR-2080 | UMA433000436 | RECEPTACLE, ER-T12-3, VIKING PLUG, 480, 3-WIRE | J10 - Electric Utilities | J1030 - Distribution | J1030140 - Sub Stations | 1 | EA | 1/1/1990 00:00:00 |  | SWITCHING SUBST SHELTER | PWD MAYPORT
MAYPOR-2080 | UMA433000437 | RECEPTACLE, ER-T12-4, VIKING PLUG, 480, 3-WIRE | J10 - Electric Utilities | J1030 - Distribution | J1030140 - Sub Stations | 1 | EA | 1/1/1990 00:00:00 |  | SWITCHING SUBST SHELTER | PWD MAYPORT
MAYPOR-2080 | UMA433000438 | RECEPTACLE, ER-T12-5, VIKING PLUG, 480, 3-WIRE | J10 - Electric Utilities | J1030 - Distribution | J1030140 - Sub Stations | 1 | EA | 1/1/1990 00:00:00 |  | SWITCHING SUBST SHELTER | PWD MAYPORT
MAYPOR-2080 | UMA433000439 | RECEPTACLE, ER-T12-6, VIKING PLUG, 480, 3-WIRE | J10 - Electric Utilities | J1030 - Distribution | J1030140 - Sub Stations | 1 | EA | 1/1/1990 00:00:00 |  | SWITCHING SUBST SHELTER | PWD MAYPORT
MAYPOR-2080 | UMA433000440 | RECEPTACLE, ER-T12-7, VIKING PLUG, 480, 3-WIRE | J10 - Electric Utilities | J1030 - Distribution | J1030140 - Sub Stations | 1 | EA | 1/1/1990 00:00:00 |  | SWITCHING SUBST SHELTER | PWD MAYPORT
MAYPOR-2080 | UMA433000441 | RECEPTACLE, ER-T12-8, VIKING PLUG, 480, 3-WIRE | J10 - Electric Utilities | J1030 - Distribution | J1030140 - Sub Stations | 1 | EA | 1/1/1990 00:00:00 |  | SWITCHING SUBST SHELTER | PWD MAYPORT
MAYPOR-2080 | UMA433000442 | RECEPTACLE, ER-T12-9, VIKING PLUG, 480, 3-WIRE | J10 - Electric Utilities | J1030 - Distribution | J1030140 - Sub Stations | 1 | EA | 1/1/1990 00:00:00 |  | SWITCHING SUBST SHELTER | PWD MAYPORT
MAYPOR-2080 | UMA433000443 | RECEPTACLE, ER-T12-10, VIKING PLUG, 480, 3-WIRE | J10 - Electric Utilities | J1030 - Distribution | J1030140 - Sub Stations | 1 | EA | 1/1/1990 00:00:00 |  | SWITCHING SUBST SHELTER | PWD MAYPORT
MAYPOR-2080 | UMA433000444 | RECEPTACLE, ER-T12-11, VIKING PLUG, 480, 3-WIRE | J10 - Electric Utilities | J1030 - Distribution | J1030140 - Sub Stations | 1 | EA | 1/1/1990 00:00:00 |  | SWITCHING SUBST SHELTER | PWD MAYPORT
MAYPOR-2080 | UMA433000445 | RECEPTACLE, ER-T12-12, VIKING PLUG, 480, 3-WIRE | J10 - Electric Utilities | J1030 - Distribution | J1030140 - Sub Stations | 1 | EA | 1/1/1990 00:00:00 |  | SWITCHING SUBST SHELTER | PWD MAYPORT
MAYPOR-2146 | S369688 | UEM,Electric Meter, S369688, Delivery, 36148255 | J10 - Electric Utilities | J1030 - Distribution | J1030120 - Support Structures | 1 | EA | 2/5/2006 00:00:00 | north side of switch gear platform | FUEL PIER STRIP SHEDAT 1455 | PWD MAYPORT
MAYPOR-2276 | S369633 | UEM,Electric Meter, S369633, Delivery, 75185392 | J10 - Electric Utilities | J1030 - Distribution | J1030120 - Support Structures | 1 | EA | 10/4/2017 00:00:00 | BLDG-2276 | TELEPHONE EXCHANGE | PWD MAYPORT
MAYPOR-2307 | A121611 | UEM,Transformer, T-2307-1, Distribution, Unit Substation, 2,500.0 KVA, Oil Immersed/Forced Air | J10 - Electric Utilities | J1030 - Distribution | J1030140 - Sub Stations | 1 | EA | 1/1/1985 00:00:00 | PAD MOUNT TRANSFORMER T1 2500KVA - 317 ALPHA PIER | ALPHA WHARF UTILITY BUILDING | PWD MAYPORT
MAYPOR-2307 | A121612 | UEM,Transformer, T-2307-2, Distribution, Unit Substation, 3,750.0 KVA, Oil Immersed/Forced Air | J10 - Electric Utilities | J1030 - Distribution | J1030140 - Sub Stations | 1 | EA | 1/1/1990 00:00:00 | PAD MOUNT TRANSFORMER T2 3750KVA - 317 ALPHA PIER | ALPHA WHARF UTILITY BUILDING | PWD MAYPORT
MAYPOR-2307 | A121838 | UEM,Solid State Relay, SSR-A2-1A-GROUND, Ground - Over Voltage, 600 VOLT | J10 - Electric Utilities | J1030 - Distribution | J1030140 - Sub Stations | 1 | EA | 1/2/1900 00:00:00 | ALPHA PIER - BLDG 2303 | ALPHA WHARF UTILITY BUILDING | PWD MAYPORT
MAYPOR-2307 | A121839 | UEM,Solid State Relay, SSR-A1-GROUND, Ground - Over Voltage, 600 VOLT | J10 - Electric Utilities | J1030 - Distribution | J1030140 - Sub Stations | 1 | EA | 1/2/1900 00:00:00 | ALPHA - BLDG 2303 | ALPHA WHARF UTILITY BUILDING | PWD MAYPORT
MAYPOR-2307 | A121842 | UEM,Transformer, T-2307-3, Distribution, Unit Substation, 10,000.0 KVA, Oil Immersed/Forced Air | J10 - Electric Utilities | J1030 - Distribution | J1030140 - Sub Stations | 1 | EA | 1/1/2010 00:00:00 | PAD MOUNT TRANSFORMER 10000 KVA - 4160V SEC | ALPHA WHARF UTILITY BUILDING | PWD MAYPORT
MAYPOR-2307 | A127031 | UEM,Solid State Relay, SSPR-A2-1A-1, Ss Protective, 600 VOLT | J10 - Electric Utilities | J1030 - Distribution | J1030140 - Sub Stations | 1 | EA | 1/2/1900 00:00:00 | ALPHA PIER - BLDG 2303 | ALPHA WHARF UTILITY BUILDING | PWD MAYPORT
MAYPOR-2307 | A127032 | UEM,Solid State Relay, SSPR-A2-1A-2, Ss Protective, 600 VOLT | J10 - Electric Utilities | J1030 - Distribution | J1030140 - Sub Stations | 1 | EA | 1/2/1900 00:00:00 | ALPHA PIER - BLDG 2303 | ALPHA WHARF UTILITY BUILDING | PWD MAYPORT
MAYPOR-2307 | A127033 | UEM,Solid State Relay, SSPR-A2-1A-3, Ss Protective, 600 VOLT | J10 - Electric Utilities | J1030 - Distribution | J1030140 - Sub Stations | 1 | EA | 1/2/1900 00:00:00 | ALPHA PIER - BLDG 2303 | ALPHA WHARF UTILITY BUILDING | PWD MAYPORT
MAYPOR-2307 | A127034 | UEM,Solid State Relay, SSPR-A2-1A-4, Ss Protective, 600 VOLT | J10 - Electric Utilities | J1030 - Distribution | J1030140 - Sub Stations | 1 | EA | 1/2/1900 00:00:00 | ALPHA PIER - BLDG 2303 | ALPHA WHARF UTILITY BUILDING | PWD MAYPORT
MAYPOR-2307 | A127035 | UEM,Solid State Relay, SSPR-A2-1B-1, Ss Protective, 600 VOLT | J10 - Electric Utilities | J1030 - Distribution | J1030140 - Sub Stations | 1 | EA | 1/2/1900 00:00:00 | ALPHA PIER - BLDG 2303 | ALPHA WHARF UTILITY BUILDING | PWD MAYPORT
MAYPOR-2307 | A127036 | UEM,Solid State Relay, SSPR-A2-1B-2, Ss Protective, 600 VOLT | J10 - Electric Utilities | J1030 - Distribution | J1030140 - Sub Stations | 1 | EA | 1/2/1900 00:00:00 | ALPHA PIER - BLDG 2303 | ALPHA WHARF UTILITY BUILDING | PWD MAYPORT
MAYPOR-2307 | A127037 | UEM,Solid State Relay, SSPR-A2-1B-3, Ss Protective, 600 VOLT | J10 - Electric Utilities | J1030 - Distribution | J1030140 - Sub Stations | 1 | EA | 1/2/1900 00:00:00 | ALPHA PIER | ALPHA WHARF UTILITY BUILDING | PWD MAYPORT
MAYPOR-2307 | A127038 | UEM,Solid State Relay, SSPR-A2-1B-4, Ss Protective, 600 VOLT | J10 - Electric Utilities | J1030 - Distribution | J1030140 - Sub Stations | 1 | EA | 1/2/1900 00:00:00 | ALPHA PIER BLDG 2303 | ALPHA WHARF UTILITY BUILDING | PWD MAYPORT
MAYPOR-2307 | A127039 | UEM,Solid State Relay, SSPR-A2-E-1, Ss Protective, 600 VOLT | J10 - Electric Utilities | J1030 - Distribution | J1030140 - Sub Stations | 1 | EA | 1/2/1900 00:00:00 | ALPHA PIER - BLDG 2303 | ALPHA WHARF UTILITY BUILDING | PWD MAYPORT
MAYPOR-2307 | A127040 | UEM,Solid State Relay, SSPR-A2-E-2, Ss Protective, 600 VOLT | J10 - Electric Utilities | J1030 - Distribution | J1030140 - Sub Stations | 1 | EA | 1/2/1900 00:00:00 | ALPHA PIER - BLDG 2303 | ALPHA WHARF UTILITY BUILDING | PWD MAYPORT
MAYPOR-2307 | A127041 | UEM,Solid State Relay, SSPR-A2-E-3, Ss Protective, 600 VOLT | J10 - Electric Utilities | J1030 - Distribution | J1030140 - Sub Stations | 1 | EA | 1/2/1900 00:00:00 | ALPHA PIER - BLDG 2303 | ALPHA WHARF UTILITY BUILDING | PWD MAYPORT
MAYPOR-2307 | A127042 | UEM,Solid State Relay, SSPR-A2-E-4, Ss Protective, 600 VOLT | J10 - Electric Utilities | J1030 - Distribution | J1030140 - Sub Stations | 1 | EA | 1/2/1900 00:00:00 | ALPHA PIER - BLDG 2303 | ALPHA WHARF UTILITY BUILDING | PWD MAYPORT
MAYPOR-2307 | A127043 | UEM,Solid State Relay, SSPR-A2-F-1, Ss Protective, 600 VOLT | J10 - Electric Utilities | J1030 - Distribution | J1030140 - Sub Stations | 1 | EA | 1/2/1900 00:00:00 | ALPHA PIER - BLDG 2303 | ALPHA WHARF UTILITY BUILDING | PWD MAYPORT
MAYPOR-2307 | A127044 | UEM,Solid State Relay, SSPR-A2-F-2, Ss Protective, 600 VOLT | J10 - Electric Utilities | J1030 - Distribution | J1030140 - Sub Stations | 1 | EA | 1/2/1900 00:00:00 | ALPHA PIER - BLDG 2303 | ALPHA WHARF UTILITY BUILDING | PWD MAYPORT
MAYPOR-2307 | A127045 | UEM,Solid State Relay, SSPR-A2-F-3, Ss Protective, 600 VOLT | J10 - Electric Utilities | J1030 - Distribution | J1030140 - Sub Stations | 1 | EA | 1/2/1900 00:00:00 | ALPHA PIER - BLDG 2303 | ALPHA WHARF UTILITY BUILDING | PWD MAYPORT
MAYPOR-2307 | A127046 | UEM,Solid State Relay, SSPR-A2-F-4, Ss Protective, 600 VOLT | J10 - Electric Utilities | J1030 - Distribution | J1030140 - Sub Stations | 1 | EA | 1/2/1900 00:00:00 | ALPHA PIER - BLDG 2303 | ALPHA WHARF UTILITY BUILDING | PWD MAYPORT
MAYPOR-2307 | A127047 | UEM,Solid State Relay, SSPR-A2-G-1, Ss Protective, 600 VOLT | J10 - Electric Utilities | J1030 - Distribution | J1030140 - Sub Stations | 1 | EA | 1/2/1900 00:00:00 | ALPHA PIER - BLDG 2303 | ALPHA WHARF UTILITY BUILDING | PWD MAYPORT
MAYPOR-2307 | A127048 | UEM,Solid State Relay, SSPR-A2-G-2, Ss Protective, 600 VOLT | J10 - Electric Utilities | J1030 - Distribution | J1030140 - Sub Stations | 1 | EA | 1/2/1900 00:00:00 | ALPHA PIER - BLDG 2303 | ALPHA WHARF UTILITY BUILDING | PWD MAYPORT
MAYPOR-2307 | A127049 | UEM,Solid State Relay, SSPR-A2-G-3, Ss Protective, 600 VOLT | J10 - Electric Utilities | J1030 - Distribution | J1030140 - Sub Stations | 1 | EA | 1/2/1900 00:00:00 | ALPHA PIER - BLDG 2303 | ALPHA WHARF UTILITY BUILDING | PWD MAYPORT
MAYPOR-2307 | A127050 | UEM,Solid State Relay, SSPR-A2-G-4, Ss Protective, 600 VOLT | J10 - Electric Utilities | J1030 - Distribution | J1030140 - Sub Stations | 1 | EA | 1/2/1900 00:00:00 | ALPHA PIER - BLDG 2303 | ALPHA WHARF UTILITY BUILDING | PWD MAYPORT
MAYPOR-2307 | A127051 | UEM,Solid State Relay, SSPR-A1-1, Ss Protective, 600 VOLT | J10 - Electric Utilities | J1030 - Distribution | J1030140 - Sub Stations | 1 | EA | 1/2/1900 00:00:00 | A1- RELAY #1 | ALPHA WHARF UTILITY BUILDING | PWD MAYPORT
MAYPOR-2307 | A127052 | UEM,Solid State Relay, SSPR-A1-2, Ss Protective, 600 VOLT | J10 - Electric Utilities | J1030 - Distribution | J1030140 - Sub Stations | 1 | EA | 1/2/1900 00:00:00 | ALPHA PIER - BLDG 2303 | ALPHA WHARF UTILITY BUILDING | PWD MAYPORT
MAYPOR-2307 | A127053 | UEM,Solid State Relay, SSPR-A1-3, Ss Protective, 600 VOLT | J10 - Electric Utilities | J1030 - Distribution | J1030140 - Sub Stations | 1 | EA | 1/2/1900 00:00:00 | A1- RELAY #3 | ALPHA WHARF UTILITY BUILDING | PWD MAYPORT
MAYPOR-2307 | A127054 | UEM,Solid State Relay, SSPR-A1-4, Ss Protective, 600 VOLT | J10 - Electric Utilities | J1030 - Distribution | J1030140 - Sub Stations | 1 | EA | 1/2/1900 00:00:00 | ALPHA PIER - BLDG 2303 | ALPHA WHARF UTILITY BUILDING | PWD MAYPORT
MAYPOR-2307 | A127055 | DYNAMIC PROTECTIVE DEVICE, CB-A2-1A, CIRCUIT BREAKER, 600, UNKNOWN, SWITCHBOARD | J10 - Electric Utilities | J1030 - Distribution | J1030140 - Sub Stations | 1 | EA | 1/2/1900 00:00:00 | ALPHA PIER - BLDG 2303 | ALPHA WHARF UTILITY BUILDING | PWD MAYPORT
MAYPOR-2307 | A127060 | DYNAMIC PROTECTIVE DEVICE, CB-A2-1A SPARE, CIRCUIT BREAKER, 600, UNKNOWN, SWITCHBOARD | J10 - Electric Utilities | J1030 - Distribution | J1030140 - Sub Stations | 1 | EA | 1/2/1900 00:00:00 | ALPHA PIER - BLDG 2303 | ALPHA WHARF UTILITY BUILDING | PWD MAYPORT
MAYPOR-2307 | A127061 | DYNAMIC PROTECTIVE DEVICE, CB-A2-1B, CIRCUIT BREAKER, 600, UNKNOWN, SWITCHBOARD | J10 - Electric Utilities | J1030 - Distribution | J1030140 - Sub Stations | 1 | EA | 1/2/1900 00:00:00 | ALPHA PIER - BLDG 2307 | ALPHA WHARF UTILITY BUILDING | PWD MAYPORT
MAYPOR-2307 | A127066 | DYNAMIC PROTECTIVE DEVICE, CB-A2-1C, CIRCUIT BREAKER, 600, UNKNOWN, SWITCHBOARD | J10 - Electric Utilities | J1030 - Distribution | J1030140 - Sub Stations | 1 | EA | 1/2/1900 00:00:00 | ALPHA PIER - BLDG 2303 | ALPHA WHARF UTILITY BUILDING | PWD MAYPORT
MAYPOR-2307 | A127068 | DYNAMIC PROTECTIVE DEVICE, CB-A2-1D, CIRCUIT BREAKER, 600, UNKNOWN, SWITCHBOARD | J10 - Electric Utilities | J1030 - Distribution | J1030140 - Sub Stations | 1 | EA | 1/1/1990 00:00:00 | ALPHA PIER - BLDG 2303 | ALPHA WHARF UTILITY BUILDING | PWD MAYPORT
MAYPOR-2307 | A127070 | DYNAMIC PROTECTIVE DEVICE, CB-A2-E, CIRCUIT BREAKER, 600, UNKNOWN, SWITCHBOARD | J10 - Electric Utilities | J1030 - Distribution | J1030140 - Sub Stations | 1 | EA | 1/2/1900 00:00:00 | ALPHA PIER - BLDG 2303 | ALPHA WHARF UTILITY BUILDING | PWD MAYPORT
MAYPOR-2307 | A127075 | DYNAMIC PROTECTIVE DEVICE, CB-A2-F, CIRCUIT BREAKER, 600, UNKNOWN, SWITCHBOARD | J10 - Electric Utilities | J1030 - Distribution | J1030140 - Sub Stations | 1 | EA | 1/2/1900 00:00:00 | ALPHA PIER - BLDG 2303 | ALPHA WHARF UTILITY BUILDING | PWD MAYPORT
MAYPOR-2307 | A127080 | DYNAMIC PROTECTIVE DEVICE, CB-A2-G, CIRCUIT BREAKER, 600, UNKNOWN, SWITCHBOARD | J10 - Electric Utilities | J1030 - Distribution | J1030140 - Sub Stations | 1 | EA | 1/2/1900 00:00:00 | ALPHA PIER - BLDG 2303 | ALPHA WHARF UTILITY BUILDING | PWD MAYPORT
MAYPOR-2307 | A127085 | DYNAMIC PROTECTIVE DEVICE, CB-A1, CIRCUIT BREAKER, 600, UNKNOWN, SWITCHBOARD | J10 - Electric Utilities | J1030 - Distribution | J1030140 - Sub Stations | 1 | EA | 1/2/1900 00:00:00 | ALPHA PIER - BLDG 2303 | ALPHA WHARF UTILITY BUILDING | PWD MAYPORT
MAYPOR-2307 | S405219 | UEM,Electric Meter, SE_03_EL_BL_1480_5, Delivery, 120310044 | J10 - Electric Utilities | J1030 - Distribution | J1030140 - Sub Stations | 1 | EA | 2/15/2013 00:00:00 | SE_03_EL_BL_1480_5 | ALPHA WHARF UTILITY BUILDING | PWD MAYPORT
MAYPOR-2307 | UMA434000932 | SURFACE STRUCTURE, B2303 | J10 - Electric Utilities | J1030 - Distribution | J1030140 - Sub Stations | 1 | EA | 1/1/2011 00:00:00 | ALPHA SUBSTATION BLDG 2303 | ALPHA WHARF UTILITY BUILDING | PWD MAYPORT
MAYPOR-2307 | UMA438000339 | SWITCH UNIT, RC-A2-1B, SUB STATION, LOAD BREAK, 600, AIR | J10 - Electric Utilities | J1030 - Distribution | J1030140 - Sub Stations | 1 | EA | 1/1/1980 00:00:00 |  | ALPHA WHARF UTILITY BUILDING | PWD MAYPORT
MAYPOR-2307 | UMA438000341 | UEM,Solid State Relay, GR-D2, Ground, 600 VOLT | J10 - Electric Utilities | J1030 - Distribution | J1030140 - Sub Stations | 1 | EA | 1/1/1980 00:00:00 |  | ALPHA WHARF UTILITY BUILDING | PWD MAYPORT
MAYPOR-2307 | UMA438000342 | SWITCH UNIT, RC-A2-A1, SUB STATION, LOAD BREAK, 600, AIR | J10 - Electric Utilities | J1030 - Distribution | J1030140 - Sub Stations | 1 | EA | 1/1/1980 00:00:00 |  | ALPHA WHARF UTILITY BUILDING | PWD MAYPORT
MAYPOR-2307 | UMA438000343 | SWITCH UNIT, RC-A2C, SUB STATION, LOAD BREAK, 600, AIR | J10 - Electric Utilities | J1030 - Distribution | J1030140 - Sub Stations | 1 | EA | 1/1/1980 00:00:00 |  | ALPHA WHARF UTILITY BUILDING | PWD MAYPORT
MAYPOR-2307 | UMA438000344 | SWITCH UNIT, RC-A2D, SUB STATION, LOAD BREAK, 600, AIR | J10 - Electric Utilities | J1030 - Distribution | J1030140 - Sub Stations | 1 | EA | 1/1/1980 00:00:00 |  | ALPHA WHARF UTILITY BUILDING | PWD MAYPORT
MAYPOR-2307 | UMA438000345 | SWITCH UNIT, RC-A-2E, SUB STATION, LOAD BREAK, 600, AIR | J10 - Electric Utilities | J1030 - Distribution | J1030140 - Sub Stations | 1 | EA | 1/1/2000 00:00:00 |  | ALPHA WHARF UTILITY BUILDING | PWD MAYPORT
MAYPOR-2307 | UMA438000346 | SWITCH UNIT, RC-A2G, SUB STATION, LOAD BREAK, 600, AIR | J10 - Electric Utilities | J1030 - Distribution | J1030140 - Sub Stations | 1 | EA | 1/1/2000 00:00:00 |  | ALPHA WHARF UTILITY BUILDING | PWD MAYPORT
MAYPOR-2307 | UMA438000347 | UEM,Solid State Relay, OCR-A2H, Over Current, 600 VOLT | J10 - Electric Utilities | J1030 - Distribution | J1030140 - Sub Stations | 1 | EA | 1/1/2000 00:00:00 |  | ALPHA WHARF UTILITY BUILDING | PWD MAYPORT
MAYPOR-2307 | UMA438000349 | ENCLOSURE, ENC-1419-E | J10 - Electric Utilities | J1030 - Distribution | J1030140 - Sub Stations | 1 | EA | 1/1/1980 00:00:00 |  | ALPHA WHARF UTILITY BUILDING | PWD MAYPORT
MAYPOR-2307 | UMA438000350 | ENCLOSURE, ENC-1419-C | J10 - Electric Utilities | J1030 - Distribution | J1030140 - Sub Stations | 1 | EA | 1/1/2000 00:00:00 |  | ALPHA WHARF UTILITY BUILDING | PWD MAYPORT
MAYPOR-2307 | UMA438000351 | ENCLOSURE, ENC-1419-W | J10 - Electric Utilities | J1030 - Distribution | J1030140 - Sub Stations | 1 | EA | 1/1/2000 00:00:00 |  | ALPHA WHARF UTILITY BUILDING | PWD MAYPORT
MAYPOR-2307 | UMA438000353 | UEM,Solid State Relay, OCR-A2-1B-2, Overcurrent, 600 VOLT | J10 - Electric Utilities | J1030 - Distribution | J1030140 - Sub Stations | 1 | EA | 1/1/1980 00:00:00 |  | ALPHA WHARF UTILITY BUILDING | PWD MAYPORT
MAYPOR-2307 | UMA438000354 | UEM,Solid State Relay, OCR-A2-1B-3, Overcurrent, 600 VOLT | J10 - Electric Utilities | J1030 - Distribution | J1030140 - Sub Stations | 1 | EA | 1/1/1980 00:00:00 |  | ALPHA WHARF UTILITY BUILDING | PWD MAYPORT
MAYPOR-2307 | UMA438000355 | UEM,Solid State Relay, OCR-2A-1B-4, Overcurrent, 600 VOLT | J10 - Electric Utilities | J1030 - Distribution | J1030140 - Sub Stations | 1 | EA | 1/1/1980 00:00:00 |  | ALPHA WHARF UTILITY BUILDING | PWD MAYPORT
MAYPOR-2307 | UMA438000356 | UEM,Solid State Relay, OCR-A2-1A-1, Overcurrent, 600 VOLT | J10 - Electric Utilities | J1030 - Distribution | J1030140 - Sub Stations | 1 | EA | 1/1/1980 00:00:00 |  | ALPHA WHARF UTILITY BUILDING | PWD MAYPORT
MAYPOR-2307 | UMA438000357 | UEM,Solid State Relay, OCR-A2-1A-2, Overcurrent, 600 VOLT | J10 - Electric Utilities | J1030 - Distribution | J1030140 - Sub Stations | 1 | EA | 1/1/1980 00:00:00 |  | ALPHA WHARF UTILITY BUILDING | PWD MAYPORT
MAYPOR-2307 | UMA438000358 | UEM,Solid State Relay, OCR-A2-1A-3, Overcurrent, 600 VOLT | J10 - Electric Utilities | J1030 - Distribution | J1030140 - Sub Stations | 1 | EA | 1/1/1980 00:00:00 |  | ALPHA WHARF UTILITY BUILDING | PWD MAYPORT
MAYPOR-2307 | UMA438000359 | UEM,Solid State Relay, OCR-A2-1A-4, Overcurrent, 600 VOLT | J10 - Electric Utilities | J1030 - Distribution | J1030140 - Sub Stations | 1 | EA | 1/1/1980 00:00:00 |  | ALPHA WHARF UTILITY BUILDING | PWD MAYPORT
MAYPOR-2307 | UMA438000369 | UEM,Solid State Relay, GR-D1, Ground, 600 VOLT | J10 - Electric Utilities | J1030 - Distribution | J1030140 - Sub Stations | 1 | EA | 1/1/1980 00:00:00 |  | ALPHA WHARF UTILITY BUILDING | PWD MAYPORT
MAYPOR-2307 | UMA438000370 | UEM,Solid State Relay, OCR-TS-1, Over Current, 600 VOLT | J10 - Electric Utilities | J1030 - Distribution | J1030140 - Sub Stations | 1 | EA | 1/1/1980 00:00:00 |  | ALPHA WHARF UTILITY BUILDING | PWD MAYPORT
MAYPOR-2307 | UMA438000371 | UEM,Solid State Relay, OCR-TS-2, Over Current, 600 VOLT | J10 - Electric Utilities | J1030 - Distribution | J1030140 - Sub Stations | 1 | EA | 1/1/1980 00:00:00 |  | ALPHA WHARF UTILITY BUILDING | PWD MAYPORT
MAYPOR-2307 | UMA438000372 | UEM,Solid State Relay, OCR-TS-3, Over Curent, 600 VOLT | J10 - Electric Utilities | J1030 - Distribution | J1030140 - Sub Stations | 1 | EA | 1/1/2000 00:00:00 |  | ALPHA WHARF UTILITY BUILDING | PWD MAYPORT
MAYPOR-2307 | UMA654000142 | UEM,Transformer, T-2307-HOUSE, Distribution, Pad Mounted, 112.5 KVA, Oil Immersed | J10 - Electric Utilities | J1030 - Distribution | J1030140 - Sub Stations | 1 | EA | 1/1/2010 00:00:00 | PAD MOUNT TRANSFORMER 112.5 KVA | ALPHA WHARF UTILITY BUILDING | PWD MAYPORT
MAYPOR-EL-CKT-1 | A121292 | UEM,Switch, SW-A-1, Pad Mounted, Sectionalizing, 35,000 VOLT, SF6 | J10 - Electric Utilities | J1030 - Distribution | J1030150 - Circuits | 1 | LF | 1/1/2004 00:00:00 | SWITCH SW-1 - 1 BALTIMORE AVE | Mayport-Electric-Circuit 1 | PWD MAYPORT
MAYPOR-EL-CKT-1 | A121338 | UEM,Switch, SW-HH-21, Pad Mounted, Sectionalizing, 35,000 VOLT, SF6 | J10 - Electric Utilities | J1030 - Distribution | J1030150 - Circuits | 1 | LF | 1/1/1991 00:00:00 | SWITCH 21 - 125 MASSEY AVE - Joslyn Fuse | Mayport-Electric-Circuit 1 | PWD MAYPORT
MAYPOR-EL-CKT-1 | A121340 | UEM,Switch, SW-JJ-23, Pad Mounted, Sectionalizing, 35,000 VOLT, SF6 | J10 - Electric Utilities | J1030 - Distribution | J1030150 - Circuits | 1 | LF | 1/1/1991 00:00:00 | SWITCH 23 - 202 MANLEY AVE | Mayport-Electric-Circuit 1 | PWD MAYPORT
MAYPOR-EL-CKT-1 | A121342 | UEM,Switch, SW-LL-25, Pad Mounted, Sectionalizing, 35,000 VOLT, Oil | J10 - Electric Utilities | J1030 - Distribution | J1030150 - Circuits | 1 | LF | 1/1/2019 00:00:00 | SWITCH 25 - 233 MANLEY AVE | Mayport-Electric-Circuit 1 | PWD MAYPORT
MAYPOR-EL-CKT-1 | A121344 | UEM,Switch, SW-NN-27, Pad Mounted, Sectionalizing, 35,000 VOLT, Oil | J10 - Electric Utilities | J1030 - Distribution | J1030150 - Circuits | 1 | LF | 1/1/2019 00:00:00 | SWITCH 27 - 258 OLD MAIN ST | Mayport-Electric-Circuit 1 | PWD MAYPORT
MAYPOR-EL-CKT-1 | A121346 | UEM,Switch, SW-PP-29, Pad Mounted, Sectionalizing, 35,000 VOLT, SF6 | J10 - Electric Utilities | J1030 - Distribution | J1030150 - Circuits | 1 | LF | 1/1/2014 00:00:00 | SWITCH 29 - 298 OLD MAIN ST | Mayport-Electric-Circuit 1 | PWD MAYPORT
MAYPOR-EL-CKT-1 | A121348 | UEM,Switch, SW-QQ-30, Pad Mounted, Sectionalizing, 35,000 VOLT, Oil | J10 - Electric Utilities | J1030 - Distribution | J1030150 - Circuits | 1 | LF | 1/1/2015 00:00:00 | SWITCH 30 - 289 MAIN ST | Mayport-Electric-Circuit 1 | PWD MAYPORT
MAYPOR-EL-CKT-1 | A121349 | UEM,Switch, SW-31-RR, Pad Mounted, Sectionalizing, 35,000 VOLT, SF6 | J10 - Electric Utilities | J1030 - Distribution | J1030150 - Circuits | 1 | LF | 1/1/1991 00:00:00 | SWITCH 31 - 311 MAIN ST - JOSLYN FUSED | Mayport-Electric-Circuit 1 | PWD MAYPORT
MAYPOR-EL-CKT-1 | A121351 | UEM,Switch, SW-33, Pad Mounted, Sectionalizing, 35,000 VOLT, SF6 | J10 - Electric Utilities | J1030 - Distribution | J1030150 - Circuits | 1 | LF | 1/1/1996 00:00:00 | SWITCH 33 - 331 MAIN ST - CKT 1 & 4 TIE 4160V | Mayport-Electric-Circuit 1 | PWD MAYPORT
MAYPOR-EL-CKT-1 | A121352 | UEM,Switch, SW-34, Pad Mounted, Sectionalizing, 35,000 VOLT, SF6 | J10 - Electric Utilities | J1030 - Distribution | J1030150 - Circuits | 1 | LF | 1/1/2007 00:00:00 | SWITCH 34 - 351 MAIN ST (GAS SWITCH) - 4160V | Mayport-Electric-Circuit 1 | PWD MAYPORT
MAYPOR-EL-CKT-1 | A121353 | UEM,Switch, SW-35, Pad Mounted, Sectionalizing, 35,000 VOLT, SF6 | J10 - Electric Utilities | J1030 - Distribution | J1030150 - Circuits | 1 | LF | 1/1/2007 00:00:00 | SWITCH 35 - 371 MAIN ST - 4160V | Mayport-Electric-Circuit 1 | PWD MAYPORT
MAYPOR-EL-CKT-1 | A121373 | UEM,Switch, SW-57-DD, Pad Mounted, Sectionalizing, 35,000 VOLT, SF6 | J10 - Electric Utilities | J1030 - Distribution | J1030150 - Circuits | 1 | LF | 1/1/1996 00:00:00 | SWITCH 57 - 166 SUPPLY ST | Mayport-Electric-Circuit 1 | PWD MAYPORT
MAYPOR-EL-CKT-1 | A121374 | UEM,Switch, SW-58-EE, Pad Mounted, Sectionalizing, 35,000 VOLT, SF6 | J10 - Electric Utilities | J1030 - Distribution | J1030150 - Circuits | 1 | LF | 1/1/1993 00:00:00 | SWITCH 58 - 170 SUPPLY ST | Mayport-Electric-Circuit 1 | PWD MAYPORT
MAYPOR-EL-CKT-1 | A121375 | UEM,Switch, SW-59-FF, Pad Mounted, Sectionalizing, 35,000 VOLT, SF6 | J10 - Electric Utilities | J1030 - Distribution | J1030150 - Circuits | 1 | LF | 1/1/1996 00:00:00 | SWITCH 59 - 155 SUPPLY ST | Mayport-Electric-Circuit 1 | PWD MAYPORT
MAYPOR-EL-CKT-1 | A121383 | UEM,Switch, SW-66, Pad Mounted, Load Interrupter, 35,000 VOLT, Air | J10 - Electric Utilities | J1030 - Distribution | J1030150 - Circuits | 1 | LF | 1/1/2012 00:00:00 | SWITCH 66 - 397 MAIN ST - NEAR C2 WHARF - 4160V | Mayport-Electric-Circuit 1 | PWD MAYPORT
MAYPOR-EL-CKT-1 | A121391 | UEM,Switch, SW-81, Pad Mounted, Sectionalizing, 35,000 VOLT, SF6 | J10 - Electric Utilities | J1030 - Distribution | J1030150 - Circuits | 1 | LF | 1/1/2007 00:00:00 | SWITCH 81- 380 MAIN ST - NEAR C1 WHARF - 4160V | Mayport-Electric-Circuit 1 | PWD MAYPORT
MAYPOR-EL-CKT-1 | A121417 | UEM,Transformer, T-1A, Distribution, Pad Mounted, 50.0 KVA, Oil Immersed | J10 - Electric Utilities | J1030 - Distribution | J1030150 - Circuits | 1 | LF | 1/1/2010 00:00:00 | OSPREY COVE -1 TARAWA CR - 4160V | Mayport-Electric-Circuit 1 | PWD MAYPORT
MAYPOR-EL-CKT-1 | A121423 | UEM,Transformer, T-11B, Distribution, Pad Mounted, 50.0 KVA, Oil Immersed | J10 - Electric Utilities | J1030 - Distribution | J1030150 - Circuits | 1 | LF | 1/1/2004 00:00:00 | PAD MOUNT TRANSFORMER 50 KVA - 11 OHARE STREET | Mayport-Electric-Circuit 1 | PWD MAYPORT
MAYPOR-EL-CKT-1 | A121448 | UEM,Transformer, T-1352, Distribution - Padmount Type, Pad Mounted, 300.0 KVA, Oil Immersed | J10 - Electric Utilities | J1030 - Distribution | J1030150 - Circuits | 1 | LF | 1/1/2006 00:00:00 | MYP-PAD MOUNT TRANSFORMER 300KVA-QUADRANT 1H-1352 MAIN ST | Mayport-Electric-Circuit 1 | PWD MAYPORT
MAYPOR-EL-CKT-1 | A121449 | UEM,Transformer, T-1354, Distribution - Padmount Type, Pad Mounted, 150.0 KVA, Oil Immersed | J10 - Electric Utilities | J1030 - Distribution | J1030150 - Circuits | 1 | LF | 1/1/1990 00:00:00 | MYP-PAD MOUNT TRANSFORMER 150KVA-QUADRANT 2A-1354 MAIN ST | Mayport-Electric-Circuit 1 | PWD MAYPORT
MAYPOR-EL-CKT-1 | A121459 | UEM,Transformer, T-13C, Distribution, Pad Mounted, 37.5 KVA, Oil Immersed | J10 - Electric Utilities | J1030 - Distribution | J1030150 - Circuits | 1 | LF | 1/1/2004 00:00:00 | PAD MOUNT TRANSFORMER 37.5 KVA-13B BALTIMORE STREET | Mayport-Electric-Circuit 1 | PWD MAYPORT
MAYPOR-EL-CKT-1 | A121461 | UEM,Transformer, T-141, Distribution, Pad Mounted, 300.0 KVA, Oil Immersed | J10 - Electric Utilities | J1030 - Distribution | J1030150 - Circuits | 1 | LF | 1/1/2000 00:00:00 | MYP-PAD MOUNT TRANSFORMER 300KVA-QUADRANT 6C-141 MOALE AVE | Mayport-Electric-Circuit 1 | PWD MAYPORT
MAYPOR-EL-CKT-1 | A121463 | UEM,Transformer, T-142, Distribution, Pad Mounted, 150.0 KVA, Oil Immersed | J10 - Electric Utilities | J1030 - Distribution | J1030150 - Circuits | 1 | LF | 1/1/2010 00:00:00 | PAD MOUNT TRANSFORMER 150KVA - 142 MAIN ST | Mayport-Electric-Circuit 1 | PWD MAYPORT
MAYPOR-EL-CKT-1 | A121464 | UEM,Transformer, T-1421, Distribution, Pad Mounted, 75.0 KVA, Oil Immersed | J10 - Electric Utilities | J1030 - Distribution | J1030150 - Circuits | 1 | LF | 1/1/1990 00:00:00 | MYP-PAD MOUNT TRANSFORMER 75KVA-QUADRANT 2I-1421 MANLEY AVE | Mayport-Electric-Circuit 1 | PWD MAYPORT
MAYPOR-EL-CKT-1 | A121465 | UEM,Transformer, T-1431, Distribution, Pad Mounted, 300.0 KVA, Oil Immersed | J10 - Electric Utilities | J1030 - Distribution | J1030150 - Circuits | 1 | LF | 1/1/2000 00:00:00 | MYP-PAD MOUNT TRANSFORMER 300KVA-QUADRANT 2M-1431 MASSEY AVE | Mayport-Electric-Circuit 1 | PWD MAYPORT
MAYPOR-EL-CKT-1 | A121466 | UEM,Transformer, T-1433, Distribution, Pad Mounted, 75.0 KVA, Oil Immersed | J10 - Electric Utilities | J1030 - Distribution | J1030150 - Circuits | 1 | LF | 1/1/1996 00:00:00 | MYP-PAD MOUNT TRANSFORMER 75KVA-QUADRANT 2N-1433 SUPPLY ST | Mayport-Electric-Circuit 1 | PWD MAYPORT
MAYPOR-EL-CKT-1 | A121476 | UEM,Transformer, T-15B, Distribution, Pad Mounted, 50.0 KVA, Oil Immersed | J10 - Electric Utilities | J1030 - Distribution | J1030150 - Circuits | 1 | LF | 1/1/2004 00:00:00 | PAD MOUNT TRANSFORMER 50 KVA-15 OHARE ST | Mayport-Electric-Circuit 1 | PWD MAYPORT
MAYPOR-EL-CKT-1 | A121478 | UEM,Transformer, T-1520, Distribution, Pad Mounted, 300.0 KVA, Oil Immersed | J10 - Electric Utilities | J1030 - Distribution | J1030150 - Circuits | 1 | LF | 4/1/1996 00:00:00 | MYP-PAD MOUNT TRANSFORMER 300KVA-QUADRANT 2N-1520 SUPPLY ST | Mayport-Electric-Circuit 1 | PWD MAYPORT
MAYPOR-EL-CKT-1 | A121493 | UEM,Transformer, T-1590, Distribution, Pad Mounted, 300.0 KVA, Oil Immersed | J10 - Electric Utilities | J1030 - Distribution | J1030150 - Circuits | 1 | LF | 1/1/2001 00:00:00 | PAD MOUNT XFMR 225KVA - 1590 MAIN ST | Mayport-Electric-Circuit 1 | PWD MAYPORT
MAYPOR-EL-CKT-1 | A121494 | UEM,Transformer, T-1591, Distribution, Pad Mounted, 75.0 KVA, Oil Immersed | J10 - Electric Utilities | J1030 - Distribution | J1030150 - Circuits | 1 | LF | 1/1/2015 00:00:00 | MYP-PAD MOUNT TRANSFORMER 75KVA-QUADRANT 6F-1591 MAIN ST | Mayport-Electric-Circuit 1 | PWD MAYPORT
MAYPOR-EL-CKT-1 | A121495 | UEM,Transformer, T-1596, Distribution, Pad Mounted, 300.0 KVA, Oil Immersed | J10 - Electric Utilities | J1030 - Distribution | J1030150 - Circuits | 1 | LF | 1/1/2017 00:00:00 | MYP-PAD MOUNT TRANSFORMER 300KVA-QUADRANT 2I-1596 MAIN ST | Mayport-Electric-Circuit 1 | PWD MAYPORT
MAYPOR-EL-CKT-1 | A121498 | UEM,Transformer, T-160-1, Distribution, Pad Mounted, 112.5 KVA, Oil Immersed | J10 - Electric Utilities | J1030 - Distribution | J1030150 - Circuits | 1 | LF | 1/1/1990 00:00:00 | PAD MOUNT TRANSFORMER 112.5KVA - 160 MAIN ST | Mayport-Electric-Circuit 1 | PWD MAYPORT
MAYPOR-EL-CKT-1 | A121499 | UEM,Transformer, T-160-MOALE, Distribution, Pad Mounted, 112.5 KVA, Oil Immersed | J10 - Electric Utilities | J1030 - Distribution | J1030150 - Circuits | 1 | LF | 1/1/1986 00:00:00 | MYP-PAD MOUNT TRANSFORMER 112.5KVA-QUADRANT 6C-160 MOALE AVE | Mayport-Electric-Circuit 1 | PWD MAYPORT
MAYPOR-EL-CKT-1 | A121502 | UEM,Transformer, T-161, Distribution, Pad Mounted, 300.0 KVA, Oil Immersed | J10 - Electric Utilities | J1030 - Distribution | J1030150 - Circuits | 1 | LF | 1/1/2003 00:00:00 | MYP-PAD MOUNT TRANSFORMER 300KVA-QUADRANT 2B-161 MAIN ST | Mayport-Electric-Circuit 1 | PWD MAYPORT
MAYPOR-EL-CKT-1 | A121507 | UEM,Transformer, T-17B, Distribution, Pad Mounted, 50.0 KVA, Oil Immersed | J10 - Electric Utilities | J1030 - Distribution | J1030150 - Circuits | 1 | LF | 1/1/2002 00:00:00 | OSPREY COVE - 17 TARAWA CIR - 4160V | Mayport-Electric-Circuit 1 | PWD MAYPORT
MAYPOR-EL-CKT-1 | A121508 | UEM,Transformer, T-176, Distribution, Pad Mounted, 300.0 KVA, Oil Immersed | J10 - Electric Utilities | J1030 - Distribution | J1030150 - Circuits | 1 | LF | 1/1/1996 00:00:00 | MYP-PAD MOUNT TRANSFORMER 300KVA-QUADRANT 2N-176 SUPPLY ST | Mayport-Electric-Circuit 1 | PWD MAYPORT
MAYPOR-EL-CKT-1 | A121511 | UEM,Transformer, T-182, Distribution, Pad Mounted, 75.0 KVA, Oil Immersed | J10 - Electric Utilities | J1030 - Distribution | J1030150 - Circuits | 1 | LF | 1/1/1996 00:00:00 | MYP-PAD MOUNT TRANSFORMER 75KVA-QUADRANT 2N-182 SUPPLY ST | Mayport-Electric-Circuit 1 | PWD MAYPORT
MAYPOR-EL-CKT-1 | A121513 | UEM,Transformer, T-1849, Distribution, Pad Mounted, 300.0 KVA, Oil Immersed | J10 - Electric Utilities | J1030 - Distribution | J1030150 - Circuits | 1 | LF | 1/1/2019 00:00:00 | MYP-PAD MOUNT TRANSFORMER 300KVA-QUADRANT 2I-1849 OLD MAIN ST | Mayport-Electric-Circuit 1 | PWD MAYPORT
MAYPOR-EL-CKT-1 | A121516 | UEM,Transformer, T-1866, Distribution, Pad Mounted, 150.0 KVA, Oil Immersed | J10 - Electric Utilities | J1030 - Distribution | J1030150 - Circuits | 1 | LF | 1/1/1996 00:00:00 | PAD MOUNT TRANSFORMER 150KVA - 1866 SUPPLY ST | Mayport-Electric-Circuit 1 | PWD MAYPORT
MAYPOR-EL-CKT-1 | A121517 | UEM,Transformer, T-1868, Distribution, Pad Mounted, 150.0 KVA, Oil Immersed | J10 - Electric Utilities | J1030 - Distribution | J1030150 - Circuits | 1 | LF | 1/1/1996 00:00:00 | MYP-PAD MOUNT TRANSFORMER 150KVA-QUADRANT 6D-1868 BALTIMORE AVE | Mayport-Electric-Circuit 1 | PWD MAYPORT
MAYPOR-EL-CKT-1 | A121520 | UEM,Transformer, T-190A, Distribution, Pad Mounted, 225.0 KVA, Oil Immersed | J10 - Electric Utilities | J1030 - Distribution | J1030150 - Circuits | 1 | LF | 1/1/2019 00:00:00 | PAD MOUNT TRANSFORMER 225KVA - 190 SUPPLY ST | Mayport-Electric-Circuit 1 | PWD MAYPORT
MAYPOR-EL-CKT-1 | A121522 | UEM,Transformer, T-1902, Distribution, Pad Mounted, 500.0 KVA, Oil Immersed | J10 - Electric Utilities | J1030 - Distribution | J1030150 - Circuits | 1 | LF | 1/1/2011 00:00:00 | PAD MOUNT XFMR 300KVA - 1902 MAIN ST | Mayport-Electric-Circuit 1 | PWD MAYPORT
MAYPOR-EL-CKT-1 | A121523 | UEM,Transformer, T-1906, Distribution, Pad Mounted, 1,000.0 KVA, Oil Immersed | J10 - Electric Utilities | J1030 - Distribution | J1030150 - Circuits | 1 | LF | 1/1/2013 00:00:00 | MYP-PAD MOUNT TRANSFORMER 1000KVA-QUADRANT 2N-1906 MASSEY AVE | Mayport-Electric-Circuit 1 | PWD MAYPORT
MAYPOR-EL-CKT-1 | A121524 | UEM,Transformer, T-191, Distribution, Pad Mounted, 300.0 KVA, Oil Immersed | J10 - Electric Utilities | J1030 - Distribution | J1030150 - Circuits | 1 | LF | 1/1/2010 00:00:00 | PAD MOUNT XFMR 300KVA - 191 SUPPLY ST | Mayport-Electric-Circuit 1 | PWD MAYPORT
MAYPOR-EL-CKT-1 | A121543 | UEM,Transformer, T-21B, Distribution, Pad Mounted, 50.0 KVA, Oil Immersed | J10 - Electric Utilities | J1030 - Distribution | J1030150 - Circuits | 1 | LF | 6/1/1991 00:00:00 | OSPRY COVE - 21 TARAWA CIR - 4160V | Mayport-Electric-Circuit 1 | PWD MAYPORT
MAYPOR-EL-CKT-1 | A121544 | UEM,Transformer, T-213A, Distribution, Pad Mounted, 37.5 KVA, Oil Immersed | J10 - Electric Utilities | J1030 - Distribution | J1030150 - Circuits | 1 | LF | 1/1/2004 00:00:00 | PAD MOUNT TRANSFORMER 37.5 KVA-213 OAK HILL STREET | Mayport-Electric-Circuit 1 | PWD MAYPORT
MAYPOR-EL-CKT-1 | A121545 | UEM,Transformer, T-218C, Distribution, Pad Mounted, 50.0 KVA, Oil Immersed | J10 - Electric Utilities | J1030 - Distribution | J1030150 - Circuits | 1 | LF | 1/1/2004 00:00:00 | BSE OFFICER HOUSING - 218 OZBOURNE AVE | Mayport-Electric-Circuit 1 | PWD MAYPORT
MAYPOR-EL-CKT-1 | A121548 | UEM,Transformer, T-223B, Distribution, Pad Mounted, 50.0 KVA, Oil Immersed | J10 - Electric Utilities | J1030 - Distribution | J1030150 - Circuits | 1 | LF | 1/1/2004 00:00:00 | PAD MOUNT TRANSFORMER 50 KVA-223 MOALE AVENUE | Mayport-Electric-Circuit 1 | PWD MAYPORT
MAYPOR-EL-CKT-1 | A121552 | UEM,Transformer, T-23B, Distribution - Padmount Type, Pad Mounted, 75.0 KVA, Oil Immersed | J10 - Electric Utilities | J1030 - Distribution | J1030150 - Circuits | 1 | LF | 1/1/2004 00:00:00 | MYP-PAD MOUNT TRANSFORMER 225KVA-QUADRANT 2I-23 OLD MAIN ST | Mayport-Electric-Circuit 1 | PWD MAYPORT
MAYPOR-EL-CKT-1 | A121568 | UEM,Transformer, T-25, Distribution, Pad Mounted, 150.0 KVA, Oil Immersed | J10 - Electric Utilities | J1030 - Distribution | J1030150 - Circuits | 1 | LF | 3/1/2005 00:00:00 | MYP-PAD MOUNT TRANSFORMER 150KVA-QUADRANT 2J-25 D-3 PIER | Mayport-Electric-Circuit 1 | PWD MAYPORT
MAYPOR-EL-CKT-1 | A121570 | UEM,Transformer, T-25, Distribution, Pad Mounted, 50.0 KVA, Oil Immersed | J10 - Electric Utilities | J1030 - Distribution | J1030150 - Circuits | 1 | LF | 1/1/1991 00:00:00 | OSPREY COVE - 25 TARAWA CR - 4160V | Mayport-Electric-Circuit 1 | PWD MAYPORT
MAYPOR-EL-CKT-1 | A121583 | UEM,Transformer, T-27C, Distribution, Pad Mounted, 50.0 KVA, Oil Immersed | J10 - Electric Utilities | J1030 - Distribution | J1030150 - Circuits | 1 | LF | 1/1/1994 00:00:00 | OSPREY COVE - 27 TARAWA CR - 4160V | Mayport-Electric-Circuit 1 | PWD MAYPORT
MAYPOR-EL-CKT-1 | A121592 | UEM,Transformer, T-28, Distribution, Pad Mounted, 112.5 KVA, Oil Immersed | J10 - Electric Utilities | J1030 - Distribution | J1030150 - Circuits | 1 | LF | 1/1/2017 00:00:00 | MYP-PAD MOUNT TRANSFORMER 112.5KVA-QUADRANT 2I-28 MANLEY AVE | Mayport-Electric-Circuit 1 | PWD MAYPORT
MAYPOR-EL-CKT-1 | A121599 | UEM,Transformer, T-29A, Distribution, Pad Mounted, 37.5 KVA, Oil Immersed | J10 - Electric Utilities | J1030 - Distribution | J1030150 - Circuits | 1 | LF | 1/1/2004 00:00:00 | BSE OFFICER HOUSING - 29 OAK HILL STREET | Mayport-Electric-Circuit 1 | PWD MAYPORT
MAYPOR-EL-CKT-1 | A121601 | UEM,Transformer, T-29C, Distribution, Pad Mounted, 37.5 KVA, Oil Immersed | J10 - Electric Utilities | J1030 - Distribution | J1030150 - Circuits | 1 | LF | 1/1/2004 00:00:00 | BSE OFFICER HOUSING - 29B BALTIMORE ST | Mayport-Electric-Circuit 1 | PWD MAYPORT
MAYPOR-EL-CKT-1 | A121602 | UEM,Transformer, T-3A, Distribution, Pad Mounted, 37.5 KVA, Oil Immersed | J10 - Electric Utilities | J1030 - Distribution | J1030150 - Circuits | 1 | LF | 1/1/2004 00:00:00 | PAD MOUNT TRANSFORMER 37.5 KVA-3 OAK HILL ST | Mayport-Electric-Circuit 1 | PWD MAYPORT
MAYPOR-EL-CKT-1 | A121603 | UEM,Transformer, T-3, Distribution, Pad Mounted, 150.0 KVA, Oil Immersed | J10 - Electric Utilities | J1030 - Distribution | J1030150 - Circuits | 1 | LF | 4/1/2004 00:00:00 | MYP-PAD MOUNT TRANSFORMER 112.5KVA-QUADRANT 2I-3 OLD MAIN ST | Mayport-Electric-Circuit 1 | PWD MAYPORT
MAYPOR-EL-CKT-1 | A121610 | UEM,Transformer, T-31C, Distribution, Pad Mounted, 50.0 KVA, Oil Immersed | J10 - Electric Utilities | J1030 - Distribution | J1030150 - Circuits | 1 | LF | 1/1/1989 00:00:00 | OSPREY COVE - 31 TARAWA CR - 4160V | Mayport-Electric-Circuit 1 | PWD MAYPORT
MAYPOR-EL-CKT-1 | A121616 | UEM,Transformer, T-329, Distribution, Pad Mounted, 3,750.0 KVA, Oil Immersed | J10 - Electric Utilities | J1030 - Distribution | J1030150 - Circuits | 1 | LF | 1/1/1996 00:00:00 | PAD MOUNT XFMR 3750 KVA - 329 MAIN ST - 26.4KV TO 4160V | Mayport-Electric-Circuit 1 | PWD MAYPORT
MAYPOR-EL-CKT-1 | A121617 | UEM,Transformer, T-33A, Distribution, Pad Mounted, 25.0 KVA, Oil Immersed | J10 - Electric Utilities | J1030 - Distribution | J1030150 - Circuits | 1 | LF | 1/1/2004 00:00:00 | PAD MOUNT TRANSFORMER 25KVA - 33 BALTIMORE AVE | Mayport-Electric-Circuit 1 | PWD MAYPORT
MAYPOR-EL-CKT-1 | A121642 | UEM,Transformer, T-393, Distribution, Pad Mounted, 150.0 KVA, Oil Immersed | J10 - Electric Utilities | J1030 - Distribution | J1030150 - Circuits | 1 | LF | 1/1/1998 00:00:00 | MYP-PAD MOUNT TRANSFORMER 150KVA-QUADRANT 2B-393 MAIN ST | Mayport-Electric-Circuit 1 | PWD MAYPORT
MAYPOR-EL-CKT-1 | A121645 | UEM,Transformer, T-3C, Distribution, Pad Mounted, 75.0 KVA, Oil Immersed | J10 - Electric Utilities | J1030 - Distribution | J1030150 - Circuits | 1 | LF | 1/1/2007 00:00:00 | BSE OFFICER HOUSING - 3 BALTIMORE STREET | Mayport-Electric-Circuit 1 | PWD MAYPORT
MAYPOR-EL-CKT-1 | A121647 | UEM,Transformer, T-41A, Distribution, Pad Mounted, 50.0 KVA, Oil Immersed | J10 - Electric Utilities | J1030 - Distribution | J1030150 - Circuits | 1 | LF | 1/1/2004 00:00:00 | BSE OFFICER HOUSING - 41 OAK HILL STREET | Mayport-Electric-Circuit 1 | PWD MAYPORT
MAYPOR-EL-CKT-1 | A121653 | UEM,Transformer, T-424, Distribution, Pad Mounted, 75.0 KVA, Oil Immersed | J10 - Electric Utilities | J1030 - Distribution | J1030150 - Circuits | 1 | LF | 1/1/2017 00:00:00 | MYP-PAD MOUNT TRANSFORMER 75KVA-QUADRANT 1L-424 MAIN ST | Mayport-Electric-Circuit 1 | PWD MAYPORT
MAYPOR-EL-CKT-1 | A121656 | UEM,Transformer, T-43C, Distribution, Pad Mounted, 50.0 KVA, Oil Immersed | J10 - Electric Utilities | J1030 - Distribution | J1030150 - Circuits | 1 | LF | 1/1/2003 00:00:00 | OSPREY COVE - 43 TARAWA CIR - 4160V | Mayport-Electric-Circuit 1 | PWD MAYPORT
MAYPOR-EL-CKT-1 | A121666 | UEM,Transformer, T-464, Distribution, Pad Mounted, 150.0 KVA, Oil Immersed | J10 - Electric Utilities | J1030 - Distribution | J1030150 - Circuits | 1 | LF | 1/1/2017 00:00:00 | MYP-PAD MOUNT TRANSFORMER 100KVA-QUADRANT 2B-464 MAIN ST | Mayport-Electric-Circuit 1 | PWD MAYPORT
MAYPOR-EL-CKT-1 | A121668 | UEM,Transformer, T-47C, Distribution, Pad Mounted, 50.0 KVA, Oil Immersed | J10 - Electric Utilities | J1030 - Distribution | J1030150 - Circuits | 1 | LF | 1/1/2013 00:00:00 | OSPREY COVE - 47 TARAWA CIR - 4160V | Mayport-Electric-Circuit 1 | PWD MAYPORT
MAYPOR-EL-CKT-1 | A121674 | UEM,Transformer, T-5A, Distribution, Pad Mounted, 50.0 KVA, Oil Immersed | J10 - Electric Utilities | J1030 - Distribution | J1030150 - Circuits | 1 | LF | 1/1/1994 00:00:00 | OSPREY COVE - 5 TARAWA CIR - 4160V | Mayport-Electric-Circuit 1 | PWD MAYPORT
MAYPOR-EL-CKT-1 | A121675 | UEM,Transformer, T-50, Distribution, Pad Mounted, 300.0 KVA, Oil Immersed | J10 - Electric Utilities | J1030 - Distribution | J1030150 - Circuits | 1 | LF | 2/1/2002 00:00:00 | MYP-PAD MOUNT TRANSFORMER 300KVA-QUADRANT 2I-50 OLD MAIN ST | Mayport-Electric-Circuit 1 | PWD MAYPORT
MAYPOR-EL-CKT-1 | A121700 | UEM,Transformer, T-7A, Distribution, Pad Mounted, 50.0 KVA, Oil Immersed | J10 - Electric Utilities | J1030 - Distribution | J1030150 - Circuits | 1 | LF | 1/1/2004 00:00:00 | BSE OFFICER HOUSING - 7 OZBOURNE AVE | Mayport-Electric-Circuit 1 | PWD MAYPORT
MAYPOR-EL-CKT-1 | A121711 | UEM,Transformer, T-9C, Distribution, Pad Mounted, 50.0 KVA, Oil Immersed | J10 - Electric Utilities | J1030 - Distribution | J1030150 - Circuits | 1 | LF | 1/1/2004 00:00:00 | PAD MOUNT TRANSFORMER 50 KVA - 9 BALTIMORE ST | Mayport-Electric-Circuit 1 | PWD MAYPORT
MAYPOR-EL-CKT-1 | A121713 | UEM,Transformer, T-9A, Distribution, Pad Mounted, 50.0 KVA, Oil Immersed | J10 - Electric Utilities | J1030 - Distribution | J1030150 - Circuits | 1 | LF | 1/1/2013 00:00:00 | OSPREY COVE - 9 TARAWA CIRCLE - 4160V | Mayport-Electric-Circuit 1 | PWD MAYPORT
MAYPOR-EL-CKT-1 | A121714 | UEM,Transformer, T-90, Distribution, Pad Mounted, 225.0 KVA, Oil Immersed | J10 - Electric Utilities | J1030 - Distribution | J1030150 - Circuits | 1 | LF | 1/1/2003 00:00:00 | MYP-PAD MOUNT TRANSFORMER 300KVA-QUADRANT 1L-90 MAIN ST | Mayport-Electric-Circuit 1 | PWD MAYPORT
MAYPOR-EL-CKT-1 | S344410 | UEM,Switch, SW-MM-26, Pad Mounted, Sectionalizing, 35,000 VOLT, Oil | J10 - Electric Utilities | J1030 - Distribution | J1030150 - Circuits | 1 | LF | 12/27/2019 00:00:00 | SWITCH 26 - 248 OLD MAIN ST | Mayport-Electric-Circuit 1 | PWD MAYPORT
MAYPOR-EL-CKT-1 | S344578 | UEM,Switch, SW-OO-28, Pad Mounted, Sectionalizing, 35,000 VOLT, SF6 | J10 - Electric Utilities | J1030 - Distribution | J1030150 - Circuits | 1 | LF | 3/1/2019 00:00:00 | MYP-SWITCH 28-QUADRANT 2I-268 OLD MAIN ST | Mayport-Electric-Circuit 1 | PWD MAYPORT
MAYPOR-EL-CKT-1 | S352563 | UEM,Electric Meter, M-2051A, Delivery, 36148539 | J10 - Electric Utilities | J1010 - Production | J1010110 - UG Structures | 1 | EA | 1/1/2013 00:00:00 | 4TH FLEET | Mayport-Electric-Circuit 1 | PWD MAYPORT
MAYPOR-EL-CKT-1 | S363881 | UEM,Transformer, T-36, Distribution, Pad Mounted, 300.0 KVA, Oil Immersed | J10 - Electric Utilities | J1030 - Distribution | J1030150 - Circuits | 1 | LF | 11/16/2020 00:00:00 | MYP-PAD MOUNT TRANSFORMER 300KVA-QUADRANT 2I-36 MANLEY AVE | Mayport-Electric-Circuit 1 | PWD MAYPORT
MAYPOR-EL-CKT-1 | S364960 | UEM,Transformer, T-1349, Distribution - Padmount Type, Pad Mounted, 300.0 KVA, Oil Immersed | J10 - Electric Utilities | J1030 - Distribution | J1030150 - Circuits | 1 | LF | 12/6/2020 00:00:00 | MYP-PAD MOUNT TRANSFORMER 300KVA-QUADRANT 2N-1349 MASSEY AVE | Mayport-Electric-Circuit 1 | PWD MAYPORT
MAYPOR-EL-CKT-1 | S365081 | UEM,Switch, SW-SS-32, Pad Mounted, Sectionalizing, 35,000 VOLT, Oil | J10 - Electric Utilities | J1030 - Distribution | J1030150 - Circuits | 1 | LF | 11/7/2020 00:00:00 | SWITCH 32 - 321 MAIN ST | Mayport-Electric-Circuit 1 | PWD MAYPORT
MAYPOR-EL-CKT-1 | S365089 | UEM,Switch, SW-KK-24, Pad Mounted, Sectionalizing, 35,000 VOLT, Oil | J10 - Electric Utilities | J1030 - Distribution | J1030150 - Circuits | 1 | LF | 11/14/2020 00:00:00 | SWITCH 24 - 223 MANLEY AVE | Mayport-Electric-Circuit 1 | PWD MAYPORT
MAYPOR-EL-CKT-1 | S365737 | UEM,Electric Meter, S365737, Delivery, 36097412 | J10 - Electric Utilities | J1030 - Distribution | J1030150 - Circuits | 1 | LF | 1/1/2012 00:00:00 | EAST OF MAIN GATE AT SITE MAYPORT | Mayport-Electric-Circuit 1 | PWD MAYPORT
MAYPOR-EL-CKT-1 | S365739 | UEM,Electric Meter, M-2040, Delivery, 36097417 | J10 - Electric Utilities | J1030 - Distribution | J1030150 - Circuits | 1 | LF | 1/1/2012 00:00:00 | GATE GUARD HOUSE ON POLE | Mayport-Electric-Circuit 1 | PWD MAYPORT
MAYPOR-EL-CKT-1 | S365740 | UEM,Electric Meter, M-2040, Delivery, 36097418 | J10 - Electric Utilities | J1030 - Distribution | J1030150 - Circuits | 1 | LF | 1/1/2012 00:00:00 | NAVAL SECURITY ON POLE | Mayport-Electric-Circuit 1 | PWD MAYPORT
MAYPOR-EL-CKT-1 | S365741 | UEM,Electric Meter, M-1983, Delivery, 36097419 | J10 - Electric Utilities | J1030 - Distribution | J1030150 - Circuits | 1 | LF | 1/1/2012 00:00:00 | SECURITY BY FRONT GATE BLDG-1983 | Mayport-Electric-Circuit 1 | PWD MAYPORT
MAYPOR-EL-CKT-1 | S365742 | UEM,Electric Meter, M-289, Delivery, 36097423 | J10 - Electric Utilities | J1030 - Distribution | J1030150 - Circuits | 1 | LF | 1/1/2012 00:00:00 | Inside fenced area next to front door bldg 289 BLDG-2264 | Mayport-Electric-Circuit 1 | PWD MAYPORT
MAYPOR-EL-CKT-1 | S365743 | UEM,Electric Meter, M-1327, Delivery, 36097428 | J10 - Electric Utilities | J1030 - Distribution | J1030150 - Circuits | 1 | LF | 1/1/2012 00:00:00 | SWG LIFT STATION TRLR BLDG-1327LS | Mayport-Electric-Circuit 1 | PWD MAYPORT
MAYPOR-EL-CKT-1 | S365759 | UEM,Electric Meter, S365759, Delivery, 36097436 | J10 - Electric Utilities | J1030 - Distribution | J1030150 - Circuits | 1 | LF | 1/1/2012 00:00:00 | CABLE/ SW INT OF ESSEX & EVERGLADE | Mayport-Electric-Circuit 1 | PWD MAYPORT
MAYPOR-EL-CKT-1 | S365760 | UEM,Electric Meter, M-3843, Delivery, 36097437 | J10 - Electric Utilities | J1030 - Distribution | J1030150 - Circuits | 1 | LF | 1/1/2012 00:00:00 | CABLE Oregon City/ Oriskany | Mayport-Electric-Circuit 1 | PWD MAYPORT
MAYPOR-EL-CKT-1 | S365763 | UEM,Electric Meter, M-2019, Delivery, 36097454 | J10 - Electric Utilities | J1030 - Distribution | J1030150 - Circuits | 1 | LF | 1/1/2012 00:00:00 | POLE 206 n. of guard shack MP-2019 BLDG-2019 | Mayport-Electric-Circuit 1 | PWD MAYPORT
MAYPOR-EL-CKT-1 | S365782 | UEM,Electric Meter, M-2039, Delivery, 36097482 | J10 - Electric Utilities | J1030 - Distribution | J1030150 - Circuits | 1 | LF | 1/1/2012 00:00:00 | Inside storage room of NEX mini mart BLDG-2039 | Mayport-Electric-Circuit 1 | PWD MAYPORT
MAYPOR-EL-CKT-1 | S365785 | UEM,Electric Meter, M-1376, Delivery, 36097485 | J10 - Electric Utilities | J1030 - Distribution | J1030150 - Circuits | 1 | LF | 1/1/2012 00:00:00 | SWG LIFT STATION / ENTERPRISE /EVERGLADE | Mayport-Electric-Circuit 1 | PWD MAYPORT
MAYPOR-EL-CKT-1 | S365786 | UEM,Electric Meter, S365786, Delivery, 36097486 | J10 - Electric Utilities | J1030 - Distribution | J1030150 - Circuits | 1 | LF | 1/1/2012 00:00:00 | JR OFFICERS LIFT STATION | Mayport-Electric-Circuit 1 | PWD MAYPORT
MAYPOR-EL-CKT-1 | S365787 | UEM,Electric Meter, M-1233, Delivery, 36097487 | J10 - Electric Utilities | J1030 - Distribution | J1030150 - Circuits | 1 | LF | 1/1/2012 00:00:00 | BLDG-1233LS | Mayport-Electric-Circuit 1 | PWD MAYPORT
MAYPOR-EL-CKT-1 | S365819 | UEM,Electric Meter, S365819, Delivery, 36097705 | J10 - Electric Utilities | J1030 - Distribution | J1030150 - Circuits | 1 | LF | 1/1/2012 00:00:00 | ENGLAND / EVERSOLE AVE CABLE | Mayport-Electric-Circuit 1 | PWD MAYPORT
MAYPOR-EL-CKT-1 | S365820 | UEM,Electric Meter, M-289A, Delivery, 36148186 | J10 - Electric Utilities | J1030 - Distribution | J1030150 - Circuits | 1 | LF | 1/1/2012 00:00:00 | pole back of bldg 289 housing welcome center | Mayport-Electric-Circuit 1 | PWD MAYPORT
MAYPOR-EL-CKT-1 | S365844 | UEM,Electric Meter, M-1849, Delivery, 36148264 | J10 - Electric Utilities | J1030 - Distribution | J1030150 - Circuits | 1 | LF | 1/1/2012 00:00:00 | METER ON N. SIDE OF BLDG-1849 | Mayport-Electric-Circuit 1 | PWD MAYPORT
MAYPOR-EL-CKT-1 | S365847 | UEM,Electric Meter, M-7, Delivery, 36148265 | J10 - Electric Utilities | J1030 - Distribution | J1030150 - Circuits | 1 | LF | 1/1/2000 00:00:00 | MOUNTED ON EAST SIDE OF BLDG, HRO BLDG-7 | Mayport-Electric-Circuit 1 | PWD MAYPORT
MAYPOR-EL-CKT-1 | S365849 | UEM,Electric Meter, M-1520, Delivery, 36148266 | J10 - Electric Utilities | J1030 - Distribution | J1030150 - Circuits | 1 | LF | 1/1/2012 00:00:00 | NSC TRANS SHIPMENT BLDG-1520 | Mayport-Electric-Circuit 1 | PWD MAYPORT
MAYPOR-EL-CKT-1 | S365853 | UEM,Electric Meter, M-2039, Delivery, 36148270 | J10 - Electric Utilities | J1030 - Distribution | J1030150 - Circuits | 1 | LF | 1/1/2012 00:00:00 | NEX minimart signage BLDG-2039 | Mayport-Electric-Circuit 1 | PWD MAYPORT
MAYPOR-EL-CKT-1 | S365858 | UEM,Electric Meter, M-289, Delivery, 36148314 | J10 - Electric Utilities | J1030 - Distribution | J1030150 - Circuits | 1 | LF | 1/1/2012 00:00:00 | HOUSING OFFICE BLDG-289 | Mayport-Electric-Circuit 1 | PWD MAYPORT
MAYPOR-EL-CKT-1 | S365859 | UEM,Electric Meter, M-1421, Delivery, 36148315 | J10 - Electric Utilities | J1030 - Distribution | J1030150 - Circuits | 1 | LF | 1/1/2012 00:00:00 | OILY WASTE STATION NEXT TO BLDG 2051 | Mayport-Electric-Circuit 1 | PWD MAYPORT
MAYPOR-EL-CKT-1 | S365870 | UEM,Electric Meter, M-1488, Delivery, 36148358 | J10 - Electric Utilities | J1030 - Distribution | J1030150 - Circuits | 1 | LF | 1/1/2012 00:00:00 | SIMA ELEC EQUIP ROOM circuit 1 BLDG-1488 | Mayport-Electric-Circuit 1 | PWD MAYPORT
MAYPOR-EL-CKT-1 | S365871 | UEM,Electric Meter, M-1488A, Delivery, 36148359 | J10 - Electric Utilities | J1030 - Distribution | J1030150 - Circuits | 1 | LF | 1/1/2012 00:00:00 | SIMA ELEC EQUIP ROOM circuit #1 BLDG-1488 | Mayport-Electric-Circuit 1 | PWD MAYPORT
MAYPOR-EL-CKT-1 | S365880 | UEM,Electric Meter, M-1326, Delivery, 36148383 | J10 - Electric Utilities | J1030 - Distribution | J1030150 - Circuits | 1 | LF | 1/1/2012 00:00:00 | YOUTH ACTIVITIES CENTER BLG 1326 | Mayport-Electric-Circuit 1 | PWD MAYPORT
MAYPOR-EL-CKT-1 | S365881 | UEM,Electric Meter, M-234, Delivery, 36148387 | J10 - Electric Utilities | J1030 - Distribution | J1030150 - Circuits | 1 | LF | 1/1/2012 00:00:00 | PIER D3 TRANSFORMER #234 | Mayport-Electric-Circuit 1 | PWD MAYPORT
MAYPOR-EL-CKT-1 | S365884 | UEM,Electric Meter, M-3, Delivery, 36148391 | J10 - Electric Utilities | J1030 - Distribution | J1030150 - Circuits | 1 | LF | 1/1/2012 00:00:00 | BLDG-3 | Mayport-Electric-Circuit 1 | PWD MAYPORT
MAYPOR-EL-CKT-1 | S365909 | UEM,Electric Meter, M-1849, Delivery, 36148392 | J10 - Electric Utilities | J1030 - Distribution | J1030150 - Circuits | 1 | LF | 1/1/2012 00:00:00 | BLDG-1849 3METER LOCATED ON SOUTH SIDE OF TRANSFORMER | Mayport-Electric-Circuit 1 | PWD MAYPORT
MAYPOR-EL-CKT-1 | S365919 | UEM,Electric Meter, M-2039, Delivery, 36148403 | J10 - Electric Utilities | J1030 - Distribution | J1030150 - Circuits | 1 | LF | 1/1/2012 00:00:00 | POLE NEAR TANKS NEX MINIMART BLDG-2039 | Mayport-Electric-Circuit 1 | PWD MAYPORT
MAYPOR-EL-CKT-1 | S365956 | UEM,Electric Meter, M-2038, Delivery, 36148410 | J10 - Electric Utilities | J1030 - Distribution | J1030150 - Circuits | 1 | LF | 1/1/2012 00:00:00 | ARD DET MYPT BLDG-2038 | Mayport-Electric-Circuit 1 | PWD MAYPORT
MAYPOR-EL-CKT-1 | S365988 | UEM,Electric Meter, M-1906, Delivery, 36148425 | J10 - Electric Utilities | J1030 - Distribution | J1030150 - Circuits | 1 | LF | 1/1/2012 00:00:00 | WATER TREATMENT PLANT BLDG-1906 | Mayport-Electric-Circuit 1 | PWD MAYPORT
MAYPOR-EL-CKT-1 | S365990 | UEM,Electric Meter, S365990, Delivery, 36148426 | J10 - Electric Utilities | J1030 - Distribution | J1030150 - Circuits | 1 | LF | 1/1/2012 00:00:00 | ON SE CORNER | Mayport-Electric-Circuit 1 | PWD MAYPORT
MAYPOR-EL-CKT-1 | S365995 | UEM,Electric Meter, M-2276, Delivery, 36148430 | J10 - Electric Utilities | J1030 - Distribution | J1030150 - Circuits | 1 | LF | 1/1/2012 00:00:00 | Located on transfer panel next to emergency generator behing B-50 | Mayport-Electric-Circuit 1 | PWD MAYPORT
MAYPOR-EL-CKT-1 | S365996 | UEM,Electric Meter, M-50, Delivery, 36148431 | J10 - Electric Utilities | J1030 - Distribution | J1030150 - Circuits | 1 | LF | 1/1/2012 00:00:00 | TRANSFORMER MASTER METER BLDG-50 | Mayport-Electric-Circuit 1 | PWD MAYPORT
MAYPOR-EL-CKT-1 | S365997 | UEM,Electric Meter, M-1596, Delivery, 36148432 | J10 - Electric Utilities | J1030 - Distribution | J1030150 - Circuits | 1 | LF | 1/1/2012 00:00:00 | ON TRANSFORMER N OF PANDA EXPRESS BLDG-1596 | Mayport-Electric-Circuit 1 | PWD MAYPORT
MAYPOR-EL-CKT-1 | S366003 | UEM,Electric Meter, M-1349, Delivery, 36148472 | J10 - Electric Utilities | J1030 - Distribution | J1030150 - Circuits | 1 | LF | 1/1/2012 00:00:00 | Potable Well # 4 Massey back 1349, pole 81 | Mayport-Electric-Circuit 1 | PWD MAYPORT
MAYPOR-EL-CKT-1 | S366022 | UEM,Electric Meter, M-2101, Delivery, 36148444 | J10 - Electric Utilities | J1030 - Distribution | J1030150 - Circuits | 1 | LF | 1/1/2012 00:00:00 | LAKEWONDERWOOD PUMP HOUSE BLDG-2101 | Mayport-Electric-Circuit 1 | PWD MAYPORT
MAYPOR-EL-CKT-1 | S366037 | UEM,Electric Meter, M-192, Delivery, 36148445 | J10 - Electric Utilities | J1030 - Distribution | J1030150 - Circuits | 1 | LF | 1/1/2012 00:00:00 | SIMA STORAGE BLDG-192 | Mayport-Electric-Circuit 1 | PWD MAYPORT
MAYPOR-EL-CKT-1 | S366039 | UEM,Electric Meter, M-1433, Delivery, 36148446 | J10 - Electric Utilities | J1030 - Distribution | J1030150 - Circuits | 1 | LF | 1/1/2012 00:00:00 | ON TRANSFORMER S SIDE BLDG-1433 | Mayport-Electric-Circuit 1 | PWD MAYPORT
MAYPOR-EL-CKT-1 | S366040 | UEM,Electric Meter, M-1866, Delivery, 36148447 | J10 - Electric Utilities | J1030 - Distribution | J1030150 - Circuits | 1 | LF | 1/1/2012 00:00:00 | TRANSFORMER 1866 BACK OF BLDG | Mayport-Electric-Circuit 1 | PWD MAYPORT
MAYPOR-EL-CKT-1 | S366041 | UEM,Electric Meter, M-349, Delivery, 36148448 | J10 - Electric Utilities | J1030 - Distribution | J1030150 - Circuits | 1 | LF | 1/1/2012 00:00:00 | GOLF STORAGE BLDG-349 | Mayport-Electric-Circuit 1 | PWD MAYPORT
MAYPOR-EL-CKT-1 | S366055 | UEM,Electric Meter, M-191A, Delivery, 36148458 | J10 - Electric Utilities | J1030 - Distribution | J1030150 - Circuits | 1 | LF | 1/1/2012 00:00:00 | ON TRANSFORMER / SE SIDE BLDG-191 | Mayport-Electric-Circuit 1 | PWD MAYPORT
MAYPOR-EL-CKT-1 | S366057 | UEM,Electric Meter, M-191, Delivery, 36148459 | J10 - Electric Utilities | J1030 - Distribution | J1030150 - Circuits | 1 | LF | 1/1/2012 00:00:00 | DDD WAREHOUSE BLDG-191 | Mayport-Electric-Circuit 1 | PWD MAYPORT
MAYPOR-EL-CKT-1 | S366058 | UEM,Electric Meter, S365058, Delivery, 36148460 | J10 - Electric Utilities | J1030 - Distribution | J1030150 - Circuits | 1 | LF | 1/1/2012 00:00:00 | DDD OFFICE / WAREHOUSE ON SW TRANSFORMER | Mayport-Electric-Circuit 1 | PWD MAYPORT
MAYPOR-EL-CKT-1 | S366117 | UEM,Electric Meter, M-1591, Delivery, 36148470 | J10 - Electric Utilities | J1030 - Distribution | J1030150 - Circuits | 1 | LF | 1/1/2012 00:00:00 | NAVAL SECURITY LOCATED ON BLDG-1591 | Mayport-Electric-Circuit 1 | PWD MAYPORT
MAYPOR-EL-CKT-1 | S366118 | UEM,Electric Meter, M-2084, Delivery, 36148471 | J10 - Electric Utilities | J1030 - Distribution | J1030150 - Circuits | 1 | LF | 1/1/2012 00:00:00 | YOUTH CENTER BLDG. 2084 AT PLAYGROUND | Mayport-Electric-Circuit 1 | PWD MAYPORT
MAYPOR-EL-CKT-1 | S366127 | UEM,Electric Meter, M-190, Delivery | J10 - Electric Utilities | J1030 - Distribution | J1030150 - Circuits | 1 | LF | 1/1/2012 00:00:00 | ORDNANCE BLD. | Mayport-Electric-Circuit 1 | PWD MAYPORT
MAYPOR-EL-CKT-1 | S366128 | UEM,Electric Meter, M-2051, Delivery, 36148539 | J10 - Electric Utilities | J1030 - Distribution | J1030150 - Circuits | 1 | LF | 1/1/2012 00:00:00 | DENTAL CLINIC BLDG-2051 | Mayport-Electric-Circuit 1 | PWD MAYPORT
MAYPOR-EL-CKT-1 | S366135 | UEM,Electric Meter, S366135, Delivery, 36148548 | J10 - Electric Utilities | J1030 - Distribution | J1030150 - Circuits | 1 | LF | 1/1/2012 00:00:00 | TRANSFORMER LOCATED AT REAR OF COMPLEX | Mayport-Electric-Circuit 1 | PWD MAYPORT
MAYPOR-EL-CKT-1 | S366143 | UEM,Electric Meter, S366143, Delivery, 36148579 | J10 - Electric Utilities | J1030 - Distribution | J1030150 - Circuits | 1 | LF | 1/1/2012 00:00:00 | ON PA front front of bldg on trfmrof bldg on trfmrDMOUNT TRANS M1380 | Mayport-Electric-Circuit 1 | PWD MAYPORT
MAYPOR-EL-CKT-1 | S366149 | UEM,Electric Meter, M-2039A, Delivery, 41106870 | J10 - Electric Utilities | J1030 - Distribution | J1030150 - Circuits | 1 | LF | 1/1/2012 00:00:00 | NEX minimart signage BLDG-2039 | Mayport-Electric-Circuit 1 | PWD MAYPORT
MAYPOR-EL-CKT-1 | S366150 | UEM,Electric Meter, M-2030, Delivery, 41106873 | J10 - Electric Utilities | J1030 - Distribution | J1030150 - Circuits | 1 | LF | 1/1/2012 00:00:00 | PRINT SHOP BLDG-2030 | Mayport-Electric-Circuit 1 | PWD MAYPORT
MAYPOR-EL-CKT-1 | S366162 | UEM,Electric Meter, M-2277, Delivery, 41106893 | J10 - Electric Utilities | J1030 - Distribution | J1030150 - Circuits | 1 | LF | 1/1/2012 00:00:00 | 4TH FLEET AREA BLDG-2277 | Mayport-Electric-Circuit 1 | PWD MAYPORT
MAYPOR-EL-CKT-1 | S366164 | UEM,Electric Meter, M-306LS, Delivery, 41106896 | J10 - Electric Utilities | J1030 - Distribution | J1030150 - Circuits | 1 | LF | 1/1/2012 00:00:00 | ENLISTED HSG SWG LIFT BLDG-306LS | Mayport-Electric-Circuit 1 | PWD MAYPORT
MAYPOR-EL-CKT-1 | S366165 | UEM,Electric Meter, M-1463W, Delivery, 41106898 | J10 - Electric Utilities | J1030 - Distribution | J1030150 - Circuits | 1 | LF | 1/1/2012 00:00:00 | CITCO STATION #3 WELL BLDG-1463W | Mayport-Electric-Circuit 1 | PWD MAYPORT
MAYPOR-EL-CKT-1 | S366176 | UEM,Electric Meter, M-2030, Delivery, 41106910 | J10 - Electric Utilities | J1030 - Distribution | J1030150 - Circuits | 1 | LF | 1/1/2012 00:00:00 | fish and wildlife office 2030 | Mayport-Electric-Circuit 1 | PWD MAYPORT
MAYPOR-EL-CKT-1 | S366193 | UEM,Electric Meter, M-90, Delivery, 52189014 | J10 - Electric Utilities | J1030 - Distribution | J1030150 - Circuits | 1 | LF | 1/1/2012 00:00:00 | fenced area by Bldg 2187 | Mayport-Electric-Circuit 1 | PWD MAYPORT
MAYPOR-EL-CKT-1 | S366194 | UEM,Electric Meter, M-38, Delivery, 84877096 | J10 - Electric Utilities | J1030 - Distribution | J1030150 - Circuits | 1 | LF | 1/1/2012 00:00:00 | MBOS BLDG-38 | Mayport-Electric-Circuit 1 | PWD MAYPORT
MAYPOR-EL-CKT-1 | S366206 | UEM,Electric Meter, M-1886, Delivery | J10 - Electric Utilities | J1030 - Distribution | J1030150 - Circuits | 1 | LF | 1/1/2012 00:00:00 | BY FRONT DOOR BLDG=1886 | Mayport-Electric-Circuit 1 | PWD MAYPORT
MAYPOR-EL-CKT-1 | S366228. | UEM,Electric Meter, M-SE_03_EL_PD_BSW_2, Delivery, 120350036 | J10 - Electric Utilities | J1030 - Distribution | J1030150 - Circuits | 1 | LF | 1/1/2012 00:00:00 | Along east side of England St. just south of Moale Ave | Mayport-Electric-Circuit 1 | PWD MAYPORT
MAYPOR-EL-CKT-1 | S366229 | UEM,Electric Meter, M-SE_03_EL_PD_FLEET_1, Delivery, 36148315 | J10 - Electric Utilities | J1030 - Distribution | J1030150 - Circuits | 1 | LF | 1/1/2012 00:00:00 | POLE NEAR LL SW 25 BLDG-2051 | Mayport-Electric-Circuit 1 | PWD MAYPORT
MAYPOR-EL-CKT-1 | S366581 | UEM,Electric Meter, M-1488, Delivery, 120320063 | J10 - Electric Utilities | J1030 - Distribution | J1030150 - Circuits | 1 | LF | 1/1/2012 00:00:00 | IN PIT BY RTU BOX BLDG-1488 | Mayport-Electric-Circuit 1 | PWD MAYPORT
MAYPOR-EL-CKT-1 | S366654 | UEM,Electric Meter, M-2294, Delivery | J10 - Electric Utilities | J1030 - Distribution | J1030150 - Circuits | 1 | LF | 1/1/2012 00:00:00 | SIDE OF BLDG-2294 | Mayport-Electric-Circuit 1 | PWD MAYPORT
MAYPOR-EL-CKT-1 | S366698 | UEM,Electric Meter, M-2294, Delivery | J10 - Electric Utilities | J1030 - Distribution | J1030150 - Circuits | 1 | LF | 1/1/2012 00:00:00 | Inside plant8 BLDG-2294 | Mayport-Electric-Circuit 1 | PWD MAYPORT
MAYPOR-EL-CKT-1 | S369638 | UEM,Electric Meter, M-206, Delivery, 36148537 | J10 - Electric Utilities | J1030 - Distribution | J1030120 - Support Structures | 1 | EA | 2/4/2006 00:00:00 | TRANSFORMER 28 / BALLFIELD / CAVANAUGH PARK | Mayport-Electric-Circuit 1 | PWD MAYPORT
MAYPOR-EL-CKT-1 | S369644 | UEM,Electric Meter, M-424, Delivery, 36148411 | J10 - Electric Utilities | J1030 - Distribution | J1030120 - Support Structures | 1 | EA | 2/6/2006 00:00:00 | LOCATED AT T-424 | Mayport-Electric-Circuit 1 | PWD MAYPORT
MAYPOR-EL-CKT-1 | S369655 | UEM,Electric Meter, S369655, Delivery, 36148409 | J10 - Electric Utilities | J1030 - Distribution | J1030120 - Support Structures | 1 | EA | 2/5/2006 00:00:00 | located s. side of bldg on trsfmr | Mayport-Electric-Circuit 1 | PWD MAYPORT
MAYPOR-EL-CKT-1 | S379594 | UEM,Transformer, T-2051, Distribution, Pad Mounted, 300.0 KVA, Oil Immersed | J10 - Electric Utilities | J1030 - Distribution | J1030150 - Circuits | 1 | LF | 4/1/2021 00:00:00 | MYP-PAD MOUNT TRANSFORMER 300KVA-QUADRANT 2I-2051 MANLEY AVE | Mayport-Electric-Circuit 1 | PWD MAYPORT
MAYPOR-EL-CKT-1 | S384825 | UEM,Switch, SW-50, Pad Mounted, Sectionalizing, 35,000 VOLT, Oil | J10 - Electric Utilities | J1030 - Distribution | J1030150 - Circuits | 1 | LF | 5/3/2021 00:00:00 | Corner Baltimore St and Osbourne Ave | Mayport-Electric-Circuit 1 | PWD MAYPORT
MAYPOR-EL-CKT-1 | S390994 | UEM,Transformer, T-437, Distribution, Pad Mounted, 150.0 KVA, Oil Immersed | J10 - Electric Utilities | J1030 - Distribution | J1030150 - Circuits | 1 | LF | 6/1/2021 00:00:00 | MYP-PAD MOUNT TRANSFORMER 150KVA-QUADRANT 1H-437 MAIN ST | Mayport-Electric-Circuit 1 | PWD MAYPORT
MAYPOR-EL-CKT-1 | S403883 | UEM,Transformer, T-140, Distribution, Pole Mounted, 25.0 KVA, Oil Immersed | J10 - Electric Utilities | J1030 - Distribution | J1030150 - Circuits | 1 | LF | 4/1/2021 00:00:00 | UPL-140 - MOALE AVE | Mayport-Electric-Circuit 1 | PWD MAYPORT
MAYPOR-EL-CKT-1 | S404276 | UEM,Switch, SW-60-GG, Pad Mounted, Sectionalizing, 35,000 VOLT, Oil | J10 - Electric Utilities | J1030 - Distribution | J1030150 - Circuits | 1 | LF | 1/15/2022 00:00:00 | SW-60-GG - SERMC | Mayport-Electric-Circuit 1 | PWD MAYPORT
MAYPOR-EL-CKT-1 | S406605 | UEM,Electric Meter, M-1849, Delivery, 41106866 | J10 - Electric Utilities | J1030 - Distribution | J1030150 - Circuits | 1 | LF | 6/1/2021 00:00:00 | BLDG-1849 | Mayport-Electric-Circuit 1 | PWD MAYPORT
MAYPOR-EL-CKT-1 | S406609 | UEM,Transformer, T-1488S, Distribution, Unit Substation, 2,500.0 KVA, Oil Immersed | J10 - Electric Utilities | J1030 - Distribution | J1030150 - Circuits | 1 | LF | 4/1/2022 00:00:00 | PAD MOUNT TRANSFORMER 2500KVA - 1488 SOUTH MASSEY AVE | Mayport-Electric-Circuit 1 | PWD MAYPORT
MAYPOR-EL-CKT-1 | S406610 | UEM,Transformer, T-1488N, Distribution, Unit Substation, 2,500.0 KVA, Oil Immersed | J10 - Electric Utilities | J1030 - Distribution | J1030150 - Circuits | 1 | LF | 4/1/2022 00:00:00 | PAD MOUNT TRANSFORMER 2500KVA - 1488 NORTH MASSEY AVE | Mayport-Electric-Circuit 1 | PWD MAYPORT
MAYPOR-EL-CKT-1 | S421090 | UEM,Switch, 1906-MCC, Pad Mounted, Disconnect, 600 VOLT, Oil | J10 - Electric Utilities | J1010 - Production | J1010155 - Plant Electrical | 6 | EA | 1/2/1992 00:00:00 |  | Mayport-Electric-Circuit 1 | PWD MAYPORT
MAYPOR-EL-CKT-1 | S421103 | UEM,Switch, Main Panel Switchboard, Pad Mounted, Disconnect, 600 VOLT, Oil | J10 - Electric Utilities | J1010 - Production | J1010155 - Plant Electrical | 1 | EA | 1/2/1992 00:00:00 | (in generator room, B 1906) | Mayport-Electric-Circuit 1 | PWD MAYPORT
MAYPOR-EL-CKT-1 | S421110 | UEM,Switch, Generator ATS & Main Switch, Pad Mounted, Disconnect, 600 VOLT, Oil | J10 - Electric Utilities | J1010 - Production | J1010155 - Plant Electrical | 1 | EA | 1/2/1996 00:00:00 | (in generator room, B 1906) | Mayport-Electric-Circuit 1 | PWD MAYPORT
MAYPOR-EL-CKT-1 | S447678 | UEM,Control System, ANT-1253, Antenna | J10 - Electric Utilities | J1030 - Distribution | J1030150 - Circuits | 2 | LF | 6/1/2011 00:00:00 |  | Mayport-Electric-Circuit 1 | PWD MAYPORT
MAYPOR-EL-CKT-1 | S447680 | UEM,Control System, ANT-1257, Antenna | J10 - Electric Utilities | J1030 - Distribution | J1030150 - Circuits | 2 | LF | 6/1/2011 00:00:00 |  | Mayport-Electric-Circuit 1 | PWD MAYPORT
MAYPOR-EL-CKT-1 | S447681 | UEM,Control System, ANT-1258, Antenna | J10 - Electric Utilities | J1030 - Distribution | J1030150 - Circuits | 2 | LF | 6/1/2011 00:00:00 |  | Mayport-Electric-Circuit 1 | PWD MAYPORT
MAYPOR-EL-CKT-1 | UMA654D00002 | UEM,Transformer, T-234, Distribution, Pad Mounted, 225.0 KVA, Oil Immersed | J10 - Electric Utilities | J1030 - Distribution | J1030150 - Circuits | 1 | LF | 1/1/2019 00:00:00 |  | Mayport-Electric-Circuit 1 | PWD MAYPORT
MAYPOR-EL | UMA433000089 | SUPPORT STRUCTURE, UPL-202, WOOD, POLE | J10 - Electric Utilities | J1030 - Distribution | J1030120 - Support Structures | 1 | EA | 1/1/1998 00:00:00 | east side of mayport rd | Mayport-Electric | PWD MAYPORT
MAYPOR-EL | UMA433000149 | SUPPORT STRUCTURE, UPL-207, CONCRETE, POLE | J10 - Electric Utilities | J1030 - Distribution | J1030120 - Support Structures | 1 | EA | 1/1/1981 00:00:00 | east side of new maine st, just before dirt road entrance to bldg 349 | Mayport-Electric | PWD MAYPORT
MAYPOR-EL | UMA433000148 | SUPPORT STRUCTURE, UPL-208, CONCRETE, POLE | J10 - Electric Utilities | J1030 - Distribution | J1030120 - Support Structures | 1 | EA | 1/1/1981 00:00:00 | off new maine; on north side of entrance to golf maint shop road to bldg 349 | Mayport-Electric | PWD MAYPORT
MAYPOR-EL | UMA433000137 | SUPPORT STRUCTURE, UPL-211, CONCRETE, POLE | J10 - Electric Utilities | J1030 - Distribution | J1030120 - Support Structures | 1 | EA | 1/1/1978 00:00:00 | south side of Massey, next to Bldg 1906 | Mayport-Electric | PWD MAYPORT
MAYPOR-EL | UMA433000140 | SUPPORT STRUCTURE, UPL-214, CONCRETE, POLE | J10 - Electric Utilities | J1030 - Distribution | J1030120 - Support Structures | 1 | EA | 1/1/1981 00:00:00 | south side of Massey, west of bldg 1566 | Mayport-Electric | PWD MAYPORT
MAYPOR-EL | UMA433000141 | SUPPORT STRUCTURE, UPL-215, CONCRETE, POLE | J10 - Electric Utilities | J1030 - Distribution | J1030120 - Support Structures | 1 | EA | 1/1/1981 00:00:00 | south side of Massey, north of bldg 1566 | Mayport-Electric | PWD MAYPORT
MAYPOR-EL | UMA433000142 | SUPPORT STRUCTURE, UPL-216, CONCRETE, POLE | J10 - Electric Utilities | J1030 - Distribution | J1030120 - Support Structures | 1 | EA | 1/1/1981 00:00:00 | south side of Massey, next to bldg 191 | Mayport-Electric | PWD MAYPORT
MAYPOR-EL | UMA433000143 | SUPPORT STRUCTURE, UPL-217, CONCRETE, POLE | J10 - Electric Utilities | J1030 - Distribution | J1030120 - Support Structures | 1 | EA | 1/1/1981 00:00:00 | south side of Massey next to bldg 2023 | Mayport-Electric | PWD MAYPORT
MAYPOR-EL | UMA433000144 | SUPPORT STRUCTURE, UPL-218, CONCRETE, POLE | J10 - Electric Utilities | J1030 - Distribution | J1030120 - Support Structures | 1 | EA | 1/1/1981 00:00:00 | south side of Massey, next to bldg 191A | Mayport-Electric | PWD MAYPORT
MAYPOR-EL-CKT-1 | UMA654L00507 | UEM,Support Structure, UPL-100, Pole, Concrete | J10 - Electric Utilities | J1030 - Distribution | J1030120 - Support Structures | 1 | EA | 1/1/1980 00:00:00 | WEST SIDE OF MAINE ST. NORTH OF MAIN SUB STATION | Mayport-Electric-Circuit 1 | PWD MAYPORT
MAYPOR-EL-CKT-1 | UMA654L00508 | UEM,Support Structure, UPL-101, Pole, Concrete | J10 - Electric Utilities | J1030 - Distribution | J1030120 - Support Structures | 1 | EA | 1/1/1980 00:00:00 | MAINE ST. ACROSS FROM MAIN SUB STATION | Mayport-Electric-Circuit 1 | PWD MAYPORT
MAYPOR-EL-CKT-1 | UMA654L00505 | UEM,Support Structure, UPL-102, Pole, Concrete | J10 - Electric Utilities | J1030 - Distribution | J1030120 - Support Structures | 1 | EA | 1/1/1980 00:00:00 | MAINE ST. SOTH OF MAIN GATE | Mayport-Electric-Circuit 1 | PWD MAYPORT
MAYPOR-EL-CKT-1 | UMA654L00504 | UEM,Support Structure, UPL-103, Pole, Concrete | J10 - Electric Utilities | J1030 - Distribution | J1030120 - Support Structures | 1 | EA | 1/1/1980 00:00:00 | MAINE ST. SOUTH OF MAIN GATE | Mayport-Electric-Circuit 1 | PWD MAYPORT
MAYPOR-EL-CKT-1 | UMA654L00510 | UEM,Support Structure, UPL-104, Pole, Concrete | J10 - Electric Utilities | J1030 - Distribution | J1030120 - Support Structures | 1 | EA | 1/1/1980 00:00:00 | MAINE ST. SOUTH MAIN GATE | Mayport-Electric-Circuit 1 | PWD MAYPORT
MAYPOR-EL-CKT-1 | UMA654L00281 | UEM,Support Structure, UPL-105, Pole, Unknown | J10 - Electric Utilities | J1030 - Distribution | J1030120 - Support Structures | 1 | EA | 1/1/1980 00:00:00 | MAINE ST. NEAR HOUSE 974 | Mayport-Electric-Circuit 1 | PWD MAYPORT
MAYPOR-EL | UMA654L00511 | UEM,Support Structure, UPL-106, Pole, Concrete | J10 - Electric Utilities | J1030 - Distribution | J1030120 - Support Structures | 1 | EA | 1/1/1980 00:00:00 |  | Mayport-Electric | PWD MAYPORT
MAYPOR-EL-CKT-1 | UMA654L00503 | UEM,Support Structure, UPL-107, Pole, Concrete | J10 - Electric Utilities | J1030 - Distribution | J1030120 - Support Structures | 1 | EA | 1/1/1980 00:00:00 | MAINE ST. NEAR HOUSE 970 | Mayport-Electric-Circuit 1 | PWD MAYPORT
MAYPOR-EL-CKT-1 | UMA654L00282 | UEM,Support Structure, UPL-108, Pole, Unknown | J10 - Electric Utilities | J1030 - Distribution | J1030120 - Support Structures | 1 | EA | 1/1/1980 00:00:00 | MAINE ST. AND EDWARDS AVE. NEAR HOUSE 935 | Mayport-Electric-Circuit 1 | PWD MAYPORT
MAYPOR-EL-CKT-1 | UMA654L00532 | UEM,Support Structure, UPL-109, Pole, Concrete | J10 - Electric Utilities | J1030 - Distribution | J1030120 - Support Structures | 1 | EA | 1/1/1980 00:00:00 | MAINE ST. AND EDWAERS AVE. NEAR HOUSE 934 | Mayport-Electric-Circuit 1 | PWD MAYPORT
MAYPOR-EL-CKT-1 | UMA654L00502 | UEM,Support Structure, UPL-110, Pole, Concrete | J10 - Electric Utilities | J1030 - Distribution | J1030120 - Support Structures | 1 | EA | 1/1/1980 00:00:00 | MAINE ST. SOUTH OF PASS AND ID OFFICE | Mayport-Electric-Circuit 1 | PWD MAYPORT
MAYPOR-EL-CKT-1 | UMA654L00501 | UEM,Support Structure, UPL-111, Pole, Concrete | J10 - Electric Utilities | J1030 - Distribution | J1030120 - Support Structures | 1 | EA | 1/1/1980 00:00:00 | BLDG 1983 PARKING LOT NEAR 2278 | Mayport-Electric-Circuit 1 | PWD MAYPORT
MAYPOR-EL-CKT-1 | UMA654L00283 | UEM,Support Structure, UPL-112, Pole, Unknown | J10 - Electric Utilities | J1030 - Distribution | J1030120 - Support Structures | 1 | EA | 1/1/1980 00:00:00 | MAINE ST NEXT TO PARKING FOR 1591 | Mayport-Electric-Circuit 1 | PWD MAYPORT
MAYPOR-EL-CKT-1 | UMA654L00500 | UEM,Support Structure, UPL-113, Pole, Concrete | J10 - Electric Utilities | J1030 - Distribution | J1030120 - Support Structures | 1 | EA | 1/1/1980 00:00:00 | MAINE ST NEAR PARKING FOR BLDG 1591A | Mayport-Electric-Circuit 1 | PWD MAYPORT
MAYPOR-EL-CKT-1 | UMA654L00284 | UEM,Support Structure, UPL-114, Pole, Unknown | J10 - Electric Utilities | J1030 - Distribution | J1030120 - Support Structures | 1 | EA | 1/1/1980 00:00:00 | MAINE ST NEAR SECURITY DRIVEWAY PARKING | Mayport-Electric-Circuit 1 | PWD MAYPORT
MAYPOR-EL-CKT-1 | UMA654L00285 | UEM,Support Structure, UPL-115, Pole, Unknown | J10 - Electric Utilities | J1030 - Distribution | J1030120 - Support Structures | 1 | EA | 1/1/1980 00:00:00 | MAINE ST BEHIND HOUSE 727 | Mayport-Electric-Circuit 1 | PWD MAYPORT
MAYPOR-EL-CKT-1 | UMA654L00286 | UEM,Support Structure, UPL-116, Pole, Unknown | J10 - Electric Utilities | J1030 - Distribution | J1030120 - Support Structures | 1 | EA | 1/1/1980 00:00:00 | MAINE ST BEHIND BACK OF HOUSE 807 | Mayport-Electric-Circuit 1 | PWD MAYPORT
MAYPOR-EL-CKT-1 | UMA654L00287 | UEM,Support Structure, UPL-117, Pole, Unknown | J10 - Electric Utilities | J1030 - Distribution | J1030120 - Support Structures | 1 | EA | 1/1/1980 00:00:00 | MAINE ST NEAR BACK OF HOUSE 803 | Mayport-Electric-Circuit 1 | PWD MAYPORT
MAYPOR-EL-CKT-1 | UMA654L00288 | UEM,Support Structure, UPL-118, Pole, Unknown | J10 - Electric Utilities | J1030 - Distribution | J1030120 - Support Structures | 1 | EA | 1/1/1980 00:00:00 | MAINE ST ACROSS FROM PATROL RD | Mayport-Electric-Circuit 1 | PWD MAYPORT
MAYPOR-EL-CKT-1 | UMA654L00397 | UEM,Support Structure, UPL-119, Pole, Wood | J10 - Electric Utilities | J1030 - Distribution | J1030120 - Support Structures | 1 | EA | 1/1/1980 00:00:00 | MAINE ST NEAR BLDG 708 | Mayport-Electric-Circuit 1 | PWD MAYPORT
MAYPOR-EL | UMA654L00476 | UEM,Support Structure, UPL-120, Pole, Concrete | J10 - Electric Utilities | J1030 - Distribution | J1030120 - Support Structures | 1 | EA | 1/1/1980 00:00:00 |  | Mayport-Electric | PWD MAYPORT
MAYPOR-EL-CKT-1 | UMA654L00483 | UEM,Support Structure, UPL-121, Pole, Concrete | J10 - Electric Utilities | J1030 - Distribution | J1030120 - Support Structures | 1 | EA | 1/1/1980 00:00:00 | MAINE ST AND MOALE EAST SIDE | Mayport-Electric-Circuit 1 | PWD MAYPORT
MAYPOR-EL-CKT-1 | UMA654L00473 | UEM,Support Structure, UPL-122, Pole, Concrete | J10 - Electric Utilities | J1030 - Distribution | J1030120 - Support Structures | 1 | EA | 1/1/1980 00:00:00 | MOALE AVE NEAR DOG TRAINING AREA | Mayport-Electric-Circuit 1 | PWD MAYPORT
MAYPOR-EL | UMA654L00472 | UEM,Support Structure, UPL-123, Pole, Concrete | J10 - Electric Utilities | J1030 - Distribution | J1030120 - Support Structures | 1 | EA | 1/1/1980 00:00:00 |  | Mayport-Electric | PWD MAYPORT
MAYPOR-EL-CKT-1 | UMA654L00471 | UEM,Support Structure, UPL-124, Pole, Concrete | J10 - Electric Utilities | J1030 - Distribution | J1030120 - Support Structures | 1 | EA | 1/1/1980 00:00:00 | MOALE AVE ACROSS FROM HOUSING OFFICE. | Mayport-Electric-Circuit 1 | PWD MAYPORT
MAYPOR-EL-CKT-1 | UMA654L00478 | UEM,Support Structure, UPL-125, Pole, Concrete | J10 - Electric Utilities | J1030 - Distribution | J1030120 - Support Structures | 1 | EA | 1/1/1980 00:00:00 | MOALE AVE AND BEHIND HOUSE 817 | Mayport-Electric-Circuit 1 | PWD MAYPORT
MAYPOR-EL-CKT-1 | UMA654L00485 | UEM,Support Structure, UPL-126, Pole, Concrete | J10 - Electric Utilities | J1030 - Distribution | J1030120 - Support Structures | 1 | EA | 1/1/1980 00:00:00 | MOALE AVE AND BEHIND HOUSE 819 | Mayport-Electric-Circuit 1 | PWD MAYPORT
MAYPOR-EL-CKT-1 | UMA654L00484 | UEM,Support Structure, UPL-127, Pole, Concrete | J10 - Electric Utilities | J1030 - Distribution | J1030120 - Support Structures | 1 | EA | 1/1/1980 00:00:00 | MOALE AVE BEHIND HOUSE 819 | Mayport-Electric-Circuit 1 | PWD MAYPORT
MAYPOR-EL-CKT-1 | UMA654L00513 | UEM,Support Structure, UPL-127-A, Pole, Unknown | J10 - Electric Utilities | J1030 - Distribution | J1030120 - Support Structures | 1 | EA | 1/1/1980 00:00:00 | MOALE AVE GOLF COURSE SIDE NEAR 10TH GREEN | Mayport-Electric-Circuit 1 | PWD MAYPORT
MAYPOR-EL-CKT-1 | UMA654L00486 | UEM,Support Structure, UPL-128, Pole, Concrete | J10 - Electric Utilities | J1030 - Distribution | J1030120 - Support Structures | 1 | EA | 1/1/1980 00:00:00 | MOALE AVE BEHIND HOUSE 821 | Mayport-Electric-Circuit 1 | PWD MAYPORT
MAYPOR-EL-CKT-1 | UMA654L00487 | UEM,Support Structure, UPL-129, Pole, Concrete | J10 - Electric Utilities | J1030 - Distribution | J1030120 - Support Structures | 1 | EA | 1/1/1980 00:00:00 | MOALE AVE BEHIND HOUSE 821 | Mayport-Electric-Circuit 1 | PWD MAYPORT
MAYPOR-EL-CKT-1 | UMA654L00488 | UEM,Support Structure, UPL-130, Pole, Concrete | J10 - Electric Utilities | J1030 - Distribution | J1030120 - Support Structures | 1 | EA | 1/1/1980 00:00:00 | MOALE AVE BEHIND HOUSE 827 | Mayport-Electric-Circuit 1 | PWD MAYPORT
MAYPOR-EL-CKT-1 | UMA654L00479 | UEM,Support Structure, UPL-131, Pole, Concrete | J10 - Electric Utilities | J1030 - Distribution | J1030120 - Support Structures | 1 | EA | 1/1/1980 00:00:00 | MOALE AVE BEHIND HOUSE 831 | Mayport-Electric-Circuit 1 | PWD MAYPORT
MAYPOR-EL-CKT-1 | UMA654L00480 | UEM,Support Structure, UPL-132, Pole, Concrete | J10 - Electric Utilities | J1030 - Distribution | J1030120 - Support Structures | 1 | EA | 1/1/1980 00:00:00 | MOALE AVE BEHIND HOUSE 833 | Mayport-Electric-Circuit 1 | PWD MAYPORT
MAYPOR-EL-CKT-1 | UMA654L00481 | UEM,Support Structure, UPL-133, Pole, Concrete | J10 - Electric Utilities | J1030 - Distribution | J1030120 - Support Structures | 1 | EA | 1/1/1980 00:00:00 | MOALE AVE JUST WEST OF ENGLAND ST | Mayport-Electric-Circuit 1 | PWD MAYPORT
MAYPOR-EL-CKT-1 | UMA654L00489 | UEM,Support Structure, UPL-134, Pole, Concrete | J10 - Electric Utilities | J1030 - Distribution | J1030120 - Support Structures | 1 | EA | 1/1/1980 00:00:00 | MOALE AVE AND EAST OF ENGLAND ST | Mayport-Electric-Circuit 1 | PWD MAYPORT
MAYPOR-EL-CKT-1 | UMA654L00519 | UEM,Support Structure, UPL-134-A, Pole, Unknown | J10 - Electric Utilities | J1030 - Distribution | J1030120 - Support Structures | 1 | EA | 1/1/1980 00:00:00 | MOALE AVE EAST OF ENGLAND ST NEXT TO POLE 134 | Mayport-Electric-Circuit 1 | PWD MAYPORT
MAYPOR-EL-CKT-1 | UMA654L00490 | UEM,Support Structure, UPL-135, Pole, Concrete | J10 - Electric Utilities | J1030 - Distribution | J1030120 - Support Structures | 1 | EA | 1/1/1980 00:00:00 | MOALE AVE NEAR 1595 | Mayport-Electric-Circuit 1 | PWD MAYPORT
MAYPOR-EL-CKT-1 | UMA654L00482 | UEM,Support Structure, UPL-136, Pole, Concrete | J10 - Electric Utilities | J1030 - Distribution | J1030120 - Support Structures | 1 | EA | 1/1/1980 00:00:00 | MOALE AVE WEST SIDE OF BASKETBALL COURT | Mayport-Electric-Circuit 1 | PWD MAYPORT
MAYPOR-EL-CKT-1 | UMA654L00491 | UEM,Support Structure, UPL-137, Pole, Concrete | J10 - Electric Utilities | J1030 - Distribution | J1030120 - Support Structures | 1 | EA | 1/1/1980 00:00:00 | MOALE AVE EAST OF BASKETBALL COURT | Mayport-Electric-Circuit 1 | PWD MAYPORT
MAYPOR-EL-CKT-1 | UMA654L00492 | UEM,Support Structure, UPL-138, Pole, Concrete | J10 - Electric Utilities | J1030 - Distribution | J1030120 - Support Structures | 1 | EA | 1/1/1980 00:00:00 | MOALE AVE NEAR SKATE PARK | Mayport-Electric-Circuit 1 | PWD MAYPORT
MAYPOR-EL-CKT-1 | UMA654L00493 | UEM,Support Structure, UPL-139, Pole, Concrete | J10 - Electric Utilities | J1030 - Distribution | J1030120 - Support Structures | 1 | EA | 1/1/1980 00:00:00 | MOALE AVE EAST OF SKATE PARK | Mayport-Electric-Circuit 1 | PWD MAYPORT
MAYPOR-EL-CKT-1 | UMA654L00495 | UEM,Support Structure, UPL-140, Pole, Concrete | J10 - Electric Utilities | J1030 - Distribution | J1030120 - Support Structures | 1 | EA | 1/1/1980 00:00:00 | MOALE AVE NEAR BLDG 1594B | Mayport-Electric-Circuit 1 | PWD MAYPORT
MAYPOR-EL-CKT-1 | UMA654L00497 | UEM,Support Structure, UPL-140-A, Pole, Concrete | J10 - Electric Utilities | J1030 - Distribution | J1030120 - Support Structures | 1 | EA | 1/1/1980 00:00:00 | NEAR BLDG 2220 | Mayport-Electric-Circuit 1 | PWD MAYPORT
MAYPOR-EL-CKT-1 | UMA654L00534 | UEM,Support Structure, UPL-140-B, Pole, Unknown | J10 - Electric Utilities | J1030 - Distribution | J1030120 - Support Structures | 1 | EA | 1/1/1980 00:00:00 | NEAR BLDG 2220 | Mayport-Electric-Circuit 1 | PWD MAYPORT
MAYPOR-EL-CKT-1 | UMA654L00419 | UEM,Support Structure, UPL-140-C, Pole, Wood | J10 - Electric Utilities | J1030 - Distribution | J1030120 - Support Structures | 1 | EA | 1/1/1980 00:00:00 | NEAR BLDG 2220 | Mayport-Electric-Circuit 1 | PWD MAYPORT
MAYPOR-EL-CKT-1 | UMA654L00496 | UEM,Support Structure, UPL-141, Pole, Concrete | J10 - Electric Utilities | J1030 - Distribution | J1030120 - Support Structures | 1 | EA | 1/1/1980 00:00:00 | MOALE AVE NEAR BLDG 2220 PUMPHOUSE | Mayport-Electric-Circuit 1 | PWD MAYPORT
MAYPOR-EL-CKT-1 | UMA654L00498 | UEM,Support Structure, UPL-142, Pole, Concrete | J10 - Electric Utilities | J1030 - Distribution | J1030120 - Support Structures | 1 | EA | 1/1/1980 00:00:00 | MOALE AVE NEAR HOUSE 2438 | Mayport-Electric-Circuit 1 | PWD MAYPORT
MAYPOR-EL-CKT-1 | UMA654L00381 | UEM,Support Structure, UPL-143, Pole, Wood | J10 - Electric Utilities | J1030 - Distribution | J1030120 - Support Structures | 1 | EA | 1/1/1980 00:00:00 | CORNER OF MOALE AVE AND ORISKANY ST | Mayport-Electric-Circuit 1 | PWD MAYPORT
MAYPOR-EL-CKT-1 | UMA654L00382 | UEM,Support Structure, UPL-144, Pole, Wood | J10 - Electric Utilities | J1030 - Distribution | J1030120 - Support Structures | 1 | EA | 1/1/1980 00:00:00 | MOALE AVE BEHIND HOUSE 2432 | Mayport-Electric-Circuit 1 | PWD MAYPORT
MAYPOR-EL-CKT-1 | UMA654L00383 | UEM,Support Structure, UPL-145, Pole, Wood | J10 - Electric Utilities | J1030 - Distribution | J1030120 - Support Structures | 1 | EA | 1/1/1980 00:00:00 | MOALE AVE WEST OF ROUNDABOUT | Mayport-Electric-Circuit 1 | PWD MAYPORT
MAYPOR-EL | UMA654L00406 | UEM,Support Structure, UPL-146, Pole, Concrete | J10 - Electric Utilities | J1030 - Distribution | J1030120 - Support Structures | 1 | EA | 1/1/1980 00:00:00 |  | Mayport-Electric | PWD MAYPORT
MAYPOR-EL | UMA654L00407 | UEM,Support Structure, UPL-147, Pole, Concrete | J10 - Electric Utilities | J1030 - Distribution | J1030120 - Support Structures | 1 | EA | 1/1/1980 00:00:00 |  | Mayport-Electric | PWD MAYPORT
MAYPOR-EL-CKT-1 | UMA433000078 | ELECTRIC METER, EM-196, MASTER | J10 - Electric Utilities | J1030 - Distribution | J1030150 - Circuits | 1 | LF | 1/1/2010 00:00:00 | main sub station | Mayport-Electric-Circuit 1 | PWD MAYPORT
MAYPOR-EL-CKT-1 | UMA433000106 | ELECTRIC METER, EM-375, MASTER | J10 - Electric Utilities | J1030 - Distribution | J1030150 - Circuits | 1 | LF | 1/1/2010 00:00:00 | next to pole-43 on east side of main gate | Mayport-Electric-Circuit 1 | PWD MAYPORT
MAYPOR-EL-CKT-1 | UMA433000111 | UEM,Electric Meter, EM-379, Master | J10 - Electric Utilities | J1030 - Distribution | J1030150 - Circuits | 1 | LF | 1/1/2010 00:00:00 | south side of pole 47 at bldg 1591 | Mayport-Electric-Circuit 1 | PWD MAYPORT
MAYPOR-EL-CKT-1 | UMA433000112 | ELECTRIC METER, EM-376, MASTER | J10 - Electric Utilities | J1030 - Distribution | J1030150 - Circuits | 1 | LF | 1/1/2010 00:00:00 | trailer north of bldg 1591 | Mayport-Electric-Circuit 1 | PWD MAYPORT
MAYPOR-EL-CKT-1 | UMA433000113 | ELECTRIC METER, EM-378, MASTER | J10 - Electric Utilities | J1030 - Distribution | J1030150 - Circuits | 1 | LF | 1/1/2010 00:00:00 | north side of pole-47; southwest of bldg 1591 | Mayport-Electric-Circuit 1 | PWD MAYPORT
MAYPOR-EL-CKT-1 | UMA433000122 | ELECTRIC METER, EM-179, MASTER | J10 - Electric Utilities | J1030 - Distribution | J1030150 - Circuits | 1 | LF | 1/1/2010 00:00:00 | security building across street from NEX gas station | Mayport-Electric-Circuit 1 | PWD MAYPORT
MAYPOR-EL-CKT-1 | UMA433000167 | ELECTRIC METER, EM-342, MASTER | J10 - Electric Utilities | J1030 - Distribution | J1030150 - Circuits | 1 | LF | 1/1/2010 00:00:00 | bldg 1981 | Mayport-Electric-Circuit 1 | PWD MAYPORT
MAYPOR-EL-CKT-1 | UMA438000452 | ELECTRIC LINE, C-UG-1, PRIMARY UNDERGROUND, 35000 | J10 - Electric Utilities | J1030 - Distribution | J1030150 - Circuits | 1 | LF | 1/1/1980 00:00:00 |  | Mayport-Electric-Circuit 1 | PWD MAYPORT
MAYPOR-EL-CKT-1 | UMA438000460 | ELECTRIC LINE, C-OH-1, PRIMARY OVERHEAD, 35000 | J10 - Electric Utilities | J1030 - Distribution | J1030150 - Circuits | 1 | LF | 1/1/1990 00:00:00 |  | Mayport-Electric-Circuit 1 | PWD MAYPORT
MAYPOR-EL-CKT-1 | UMA653000009 | UEM,Transformer, T-445B, Distribution, Pad Mounted, 15.0 KVA, Oil Immersed | J10 - Electric Utilities | J1030 - Distribution | J1030150 - Circuits | 1 | LF | 1/1/2015 00:00:00 |  | Mayport-Electric-Circuit 1 | PWD MAYPORT
MAYPOR-EL-CKT-1 | UMA653000025 | UEM,Transformer, T-289-C, Distribution, Pad Mounted, 167.0 KVA, Oil Immersed | J10 - Electric Utilities | J1030 - Distribution | J1030150 - Circuits | 1 | LF | 1/1/2006 00:00:00 |  | Mayport-Electric-Circuit 1 | PWD MAYPORT
MAYPOR-EL-CKT-1 | UMA653000026 | UEM,Transformer, T-306, Distribution, Pad Mounted, 26.4 KVA, Oil Immersed | J10 - Electric Utilities | J1030 - Distribution | J1030150 - Circuits | 1 | LF | 1/1/2018 00:00:00 |  | Mayport-Electric-Circuit 1 | PWD MAYPORT
MAYPOR-EL-CKT-1 | UMA653000027 | UEM,Transformer, T-1326, Distribution - Padmount Type, Pad Mounted, 75.0 KVA, Oil Immersed | J10 - Electric Utilities | J1030 - Distribution | J1030150 - Circuits | 1 | LF | 1/1/2018 00:00:00 |  | Mayport-Electric-Circuit 1 | PWD MAYPORT
MAYPOR-EL-CKT-1 | UMA653000028 | UEM,Transformer, T-2084, Distribution, Pad Mounted, 300.0 KVA, Oil Immersed | J10 - Electric Utilities | J1030 - Distribution | J1030150 - Circuits | 1 | LF | 1/1/2018 00:00:00 |  | Mayport-Electric-Circuit 1 | PWD MAYPORT
MAYPOR-EL-CKT-1 | UMA653000029 | UEM,Transformer, T-2275, Distribution, Pad Mounted, 300.0 KVA, Oil Immersed | J10 - Electric Utilities | J1030 - Distribution | J1030150 - Circuits | 1 | LF | 1/1/2018 00:00:00 |  | Mayport-Electric-Circuit 1 | PWD MAYPORT
MAYPOR-EL-CKT-1 | UMA653000030 | UEM,Transformer, T-35A, Distribution, Pad Mounted, 50.0 KVA, Oil Immersed | J10 - Electric Utilities | J1030 - Distribution | J1030150 - Circuits | 1 | LF | 1/1/2010 00:00:00 | OSPREY COVE - TARAWA CIR | Mayport-Electric-Circuit 1 | PWD MAYPORT
MAYPOR-EL-CKT-1 | UMA653000032 | UEM,Transformer, T-39B, Distribution, Pad Mounted, 50.0 KVA, Oil Immersed | J10 - Electric Utilities | J1030 - Distribution | J1030150 - Circuits | 1 | LF | 1/1/1991 00:00:00 | OSPREY COVE - TARAWA CIR - 4160V | Mayport-Electric-Circuit 1 | PWD MAYPORT
MAYPOR-EL-CKT-1 | UMA653000033 | UEM,Transformer, T-13B, Distribution, Pad Mounted, 50.0 KVA, Oil Immersed | J10 - Electric Utilities | J1030 - Distribution | J1030150 - Circuits | 1 | LF | 1/1/2013 00:00:00 | OSPREY COVE - 13 TARAWA CIR - 4160V | Mayport-Electric-Circuit 1 | PWD MAYPORT
MAYPOR-EL-CKT-1 | UMA653000035 | UEM,Switch, Pole Mounted, Disconnect, 250 VOLT, Air | J10 - Electric Utilities | J1020 - Transmission | J1020150 - Circuits | 1 | LF | 1/1/1990 00:00:00 |  | Mayport-Electric-Circuit 1 | PWD MAYPORT
MAYPOR-EL-CKT-1 | UMA653000036 | UEM,Switch, Pole Mounted, Disconnect, 250 VOLT, Air | J10 - Electric Utilities | J1030 - Distribution | J1030120 - Support Structures | 1 | EA | 1/1/1990 00:00:00 |  | Mayport-Electric-Circuit 1 | PWD MAYPORT
MAYPOR-EL-CKT-1 | UMA653000037 | UEM,Switch, SW-600, Pad Mounted, Sectionalizing, 35,000 VOLT, Vacuum | J10 - Electric Utilities | J1030 - Distribution | J1030150 - Circuits | 1 | LF | 1/1/2009 00:00:00 | Switch 600 in BSE officer housing | Mayport-Electric-Circuit 1 | PWD MAYPORT
MAYPOR-EL-CKT-1 | UMA653000039 | UEM,Transformer, T-603A, Distribution, Pad Mounted, 50.0 KVA, Oil Immersed | J10 - Electric Utilities | J1030 - Distribution | J1030150 - Circuits | 1 | LF | 1/1/2007 00:00:00 |  | Mayport-Electric-Circuit 1 | PWD MAYPORT
MAYPOR-EL-CKT-1 | UMA653000040 | UEM,Transformer, T-606A, Distribution, Pad Mounted, 75.0 KVA, Oil Immersed | J10 - Electric Utilities | J1030 - Distribution | J1030150 - Circuits | 1 | LF | 1/1/2007 00:00:00 | BSE OFFICER HOUSING | Mayport-Electric-Circuit 1 | PWD MAYPORT
MAYPOR-EL-CKT-1 | UMA653000041 | UEM,Transformer, T-602A, Distribution, Pad Mounted, 50.0 KVA, Oil Immersed | J10 - Electric Utilities | J1030 - Distribution | J1030150 - Circuits | 1 | LF | 1/1/2007 00:00:00 |  | Mayport-Electric-Circuit 1 | PWD MAYPORT
MAYPOR-EL-CKT-1 | UMA653000042 | UEM,Transformer, T-253-A, Distribution, Pole Mounted, 125.0 KVA, Oil Immersed | J10 - Electric Utilities | J1030 - Distribution | J1030150 - Circuits | 1 | LF | 1/1/1990 00:00:00 | OLD T-167A | Mayport-Electric-Circuit 1 | PWD MAYPORT
MAYPOR-EL-CKT-1 | UMA653000043 | UEM,Transformer, T-604A, Distribution, Pad Mounted, 50.0 KVA, Oil Immersed | J10 - Electric Utilities | J1030 - Distribution | J1030150 - Circuits | 1 | LF | 1/1/2007 00:00:00 | BSE OFFICER HOUSING | Mayport-Electric-Circuit 1 | PWD MAYPORT
MAYPOR-EL-CKT-1 | UMA653000044 | UEM,Transformer, T-605A, Distribution, Pad Mounted, 50.0 KVA, Oil Immersed | J10 - Electric Utilities | J1030 - Distribution | J1030150 - Circuits | 1 | LF | 1/1/2007 00:00:00 |  | Mayport-Electric-Circuit 1 | PWD MAYPORT
MAYPOR-EL-CKT-1 | UMA653000045 | UEM,Transformer, T-607A, Distribution, Pad Mounted, 50.0 KVA, Oil Immersed | J10 - Electric Utilities | J1030 - Distribution | J1030150 - Circuits | 1 | LF | 1/1/2007 00:00:00 |  | Mayport-Electric-Circuit 1 | PWD MAYPORT
MAYPOR-EL-CKT-1 | UMA653000046 | UEM,Transformer, T-608A, Distribution, Pad Mounted, 50.0 KVA, Oil Immersed | J10 - Electric Utilities | J1030 - Distribution | J1030150 - Circuits | 1 | LF | 1/1/2007 00:00:00 |  | Mayport-Electric-Circuit 1 | PWD MAYPORT
MAYPOR-EL-CKT-1 | UMA653000047 | UEM,Transformer, T-609A, Distribution, Pad Mounted, 50.0 KVA, Oil Immersed | J10 - Electric Utilities | J1030 - Distribution | J1030150 - Circuits | 1 | LF | 1/1/2007 00:00:00 |  | Mayport-Electric-Circuit 1 | PWD MAYPORT
MAYPOR-EL-CKT-1 | UMA653000048 | UEM,Transformer, T-634B, Distribution, Pad Mounted, 25.0 KVA, Oil Immersed | J10 - Electric Utilities | J1030 - Distribution | J1030150 - Circuits | 1 | LF | 1/1/2009 00:00:00 |  | Mayport-Electric-Circuit 1 | PWD MAYPORT
MAYPOR-EL-CKT-1 | UMA653000049 | UEM,Transformer, T-633C, Distribution, Pad Mounted, 25.0 KVA, Oil Immersed | J10 - Electric Utilities | J1030 - Distribution | J1030150 - Circuits | 1 | LF | 1/1/1997 00:00:00 |  | Mayport-Electric-Circuit 1 | PWD MAYPORT
MAYPOR-EL-CKT-1 | UMA653000050 | UEM,Transformer, T-623B, Distribution, Pad Mounted, 50.0 KVA, Oil Immersed | J10 - Electric Utilities | J1030 - Distribution | J1030150 - Circuits | 1 | LF | 1/1/2007 00:00:00 |  | Mayport-Electric-Circuit 1 | PWD MAYPORT
MAYPOR-EL-CKT-1 | UMA653000052 | UEM,Transformer, T-622B, Distribution, Pad Mounted, 75.0 KVA, Oil Immersed | J10 - Electric Utilities | J1030 - Distribution | J1030150 - Circuits | 1 | LF | 1/1/2007 00:00:00 |  | Mayport-Electric-Circuit 1 | PWD MAYPORT
MAYPOR-EL-CKT-1 | UMA653000053 | UEM,Transformer, T-621B, Distribution, Pad Mounted, 50.0 KVA, Oil Immersed | J10 - Electric Utilities | J1030 - Distribution | J1030150 - Circuits | 1 | LF | 1/1/2007 00:00:00 |  | Mayport-Electric-Circuit 1 | PWD MAYPORT
MAYPOR-EL-CKT-1 | UMA653000054 | UEM,Transformer, T-620B, Distribution, Pad Mounted, 50.0 KVA, Oil Immersed | J10 - Electric Utilities | J1030 - Distribution | J1030150 - Circuits | 1 | LF | 1/1/2007 00:00:00 | BSE OFFICER HOUSING | Mayport-Electric-Circuit 1 | PWD MAYPORT
MAYPOR-EL-CKT-1 | UMA653000055 | UEM,Transformer, T-619B, Distribution, Pad Mounted, 50.0 KVA, Oil Immersed | J10 - Electric Utilities | J1030 - Distribution | J1030150 - Circuits | 1 | LF | 1/1/2007 00:00:00 |  | Mayport-Electric-Circuit 1 | PWD MAYPORT
MAYPOR-EL-CKT-1 | UMA653000056 | UEM,Transformer, T-618B, Distribution, Pad Mounted, 50.0 KVA, Oil Immersed | J10 - Electric Utilities | J1030 - Distribution | J1030150 - Circuits | 1 | LF | 1/1/2007 00:00:00 |  | Mayport-Electric-Circuit 1 | PWD MAYPORT
MAYPOR-EL-CKT-1 | UMA653000057 | UEM,Transformer, T-617B, Distribution, Pad Mounted, 50.0 KVA, Oil Immersed | J10 - Electric Utilities | J1030 - Distribution | J1030150 - Circuits | 1 | LF | 1/1/2007 00:00:00 |  | Mayport-Electric-Circuit 1 | PWD MAYPORT
MAYPOR-EL-CKT-1 | UMA653000058 | UEM,Transformer, T-616B, Distribution, Pad Mounted, 100.0 KVA, Oil Immersed | J10 - Electric Utilities | J1030 - Distribution | J1030150 - Circuits | 1 | LF | 1/1/2005 00:00:00 |  | Mayport-Electric-Circuit 1 | PWD MAYPORT
MAYPOR-EL-CKT-1 | UMA653000059 | UEM,Transformer, T-628C, Distribution, Pad Mounted, 50.0 KVA, Oil Immersed | J10 - Electric Utilities | J1030 - Distribution | J1030150 - Circuits | 1 | LF | 1/1/2007 00:00:00 |  | Mayport-Electric-Circuit 1 | PWD MAYPORT
MAYPOR-EL-CKT-1 | UMA653000060 | UEM,Transformer, T-629C, Distribution, Pad Mounted, 50.0 KVA, Oil Immersed | J10 - Electric Utilities | J1030 - Distribution | J1030150 - Circuits | 1 | LF | 1/1/2007 00:00:00 |  | Mayport-Electric-Circuit 1 | PWD MAYPORT
MAYPOR-EL-CKT-1 | UMA653000061 | UEM,Transformer, T-630C, Distribution, Pad Mounted, 50.0 KVA, Oil Immersed | J10 - Electric Utilities | J1030 - Distribution | J1030150 - Circuits | 1 | LF | 1/1/2007 00:00:00 | BSE OFFICER HOUSING | Mayport-Electric-Circuit 1 | PWD MAYPORT
MAYPOR-EL-CKT-1 | UMA653000062 | UEM,Transformer, T-631C, Distribution, Pad Mounted, 50.0 KVA, Oil Immersed | J10 - Electric Utilities | J1030 - Distribution | J1030150 - Circuits | 1 | LF | 1/1/2007 00:00:00 |  | Mayport-Electric-Circuit 1 | PWD MAYPORT
MAYPOR-EL-CKT-1 | UMA653000063 | UEM,Transformer, T-615A, Distribution, Pad Mounted, 75.0 KVA, Oil Immersed | J10 - Electric Utilities | J1030 - Distribution | J1030150 - Circuits | 1 | LF | 1/1/2007 00:00:00 |  | Mayport-Electric-Circuit 1 | PWD MAYPORT
MAYPOR-EL-CKT-1 | UMA653000064 | UEM,Transformer, T-613C, Distribution, Pad Mounted, 75.0 KVA, Oil Immersed | J10 - Electric Utilities | J1030 - Distribution | J1030150 - Circuits | 1 | LF | 1/1/2007 00:00:00 |  | Mayport-Electric-Circuit 1 | PWD MAYPORT
MAYPOR-EL-CKT-1 | UMA653000065 | UEM,Transformer, T-611C, Distribution, Pad Mounted, 50.0 KVA, Oil Immersed | J10 - Electric Utilities | J1030 - Distribution | J1030150 - Circuits | 1 | LF | 1/1/2007 00:00:00 |  | Mayport-Electric-Circuit 1 | PWD MAYPORT
MAYPOR-EL-CKT-1 | UMA653000066 | UEM,Transformer, T-625C, Distribution, Pad Mounted, 75.0 KVA, Oil Immersed | J10 - Electric Utilities | J1030 - Distribution | J1030150 - Circuits | 1 | LF | 1/1/2007 00:00:00 |  | Mayport-Electric-Circuit 1 | PWD MAYPORT
MAYPOR-EL-CKT-1 | UMA653000067 | UEM,Transformer, T-627C, Distribution, Pad Mounted, 75.0 KVA, Oil Immersed | J10 - Electric Utilities | J1030 - Distribution | J1030150 - Circuits | 1 | LF | 1/1/2007 00:00:00 |  | Mayport-Electric-Circuit 1 | PWD MAYPORT
MAYPOR-EL-CKT-1 | UMA653000068 | UEM,Transformer, T-13A, Distribution, Pad Mounted, 50.0 KVA, Oil Immersed | J10 - Electric Utilities | J1030 - Distribution | J1030150 - Circuits | 1 | LF | 1/1/2004 00:00:00 |  | Mayport-Electric-Circuit 1 | PWD MAYPORT
MAYPOR-EL-CKT-1 | UMA654000027 | UEM,Switch, G-4502, Pole Mounted, Load Break, 35,000 VOLT, Air | J10 - Electric Utilities | J1030 - Distribution | J1030150 - Circuits | 3 | LF | 1/1/2018 00:00:00 | POLE 4 - CORNER OF MAIN AND MOALE | Mayport-Electric-Circuit 1 | PWD MAYPORT
MAYPOR-EL-CKT-1 | UMA654000028 | UEM,Transformer, T-700, Distribution, Pole Mounted, 50.0 KVA, Oil Immersed | J10 - Electric Utilities | J1030 - Distribution | J1030150 - Circuits | 1 | LF | 1/1/2018 00:00:00 | OUTSIDE 700 EVERGLADES ST | Mayport-Electric-Circuit 1 | PWD MAYPORT
MAYPOR-EL-CKT-1 | UMA654000029 | UEM,Transformer, T-704, Distribution, Pole Mounted, 25.0 KVA, Oil Immersed | J10 - Electric Utilities | J1030 - Distribution | J1030150 - Circuits | 1 | LF | 1/1/2018 00:00:00 | OUTSIDE 704 EVERGLADES ST | Mayport-Electric-Circuit 1 | PWD MAYPORT
MAYPOR-EL-CKT-1 | UMA654000030 | UEM,Transformer, T-707, Distribution, Pole Mounted, 50.0 KVA, Oil Immersed | J10 - Electric Utilities | J1030 - Distribution | J1030150 - Circuits | 1 | LF | 1/1/2018 00:00:00 | OUTSIDE 707 EVERGLADES CT N | Mayport-Electric-Circuit 1 | PWD MAYPORT
MAYPOR-EL-CKT-1 | UMA654000031 | UEM,Transformer, T-803, Distribution, Pole Mounted, 25.0 KVA, Oil Immersed | J10 - Electric Utilities | J1030 - Distribution | J1030150 - Circuits | 1 | LF | 1/1/2017 00:00:00 | OUTSIDE 803 EVERSOLE AVE | Mayport-Electric-Circuit 1 | PWD MAYPORT
MAYPOR-EL-CKT-1 | UMA654000032 | UEM,Transformer, T-805, Distribution, Pole Mounted, 50.0 KVA, Oil Immersed | J10 - Electric Utilities | J1030 - Distribution | J1030150 - Circuits | 1 | LF | 1/1/2018 00:00:00 | OUTSIDE 805/807 EVERSOLE AVE | Mayport-Electric-Circuit 1 | PWD MAYPORT
MAYPOR-EL-CKT-1 | UMA654000033 | UEM,Transformer, T-714, Distribution, Pole Mounted, 75.0 KVA, Oil Immersed | J10 - Electric Utilities | J1030 - Distribution | J1030150 - Circuits | 1 | LF | 1/1/2018 00:00:00 | OUTSIDE 714 EVERGLADES CT | Mayport-Electric-Circuit 1 | PWD MAYPORT
MAYPOR-EL-CKT-1 | UMA654000034 | UEM,Transformer, T-718, Distribution, Pole Mounted, 25.0 KVA, Oil Immersed | J10 - Electric Utilities | J1030 - Distribution | J1030150 - Circuits | 1 | LF | 1/1/2018 00:00:00 | OUTSIDE 718 EVERGLADES ST | Mayport-Electric-Circuit 1 | PWD MAYPORT
MAYPOR-EL-CKT-1 | UMA654000035 | UEM,Transformer, T-721, Distribution, Pole Mounted, 25.0 KVA, Oil Immersed | J10 - Electric Utilities | J1030 - Distribution | J1030150 - Circuits | 1 | LF | 1/1/2017 00:00:00 | OUTSIDE 721 EVERGLADES CT | Mayport-Electric-Circuit 1 | PWD MAYPORT
MAYPOR-EL-CKT-1 | UMA654000036 | UEM,Transformer, T-725, Distribution, Pole Mounted, 50.0 KVA, Oil Immersed | J10 - Electric Utilities | J1030 - Distribution | J1030150 - Circuits | 1 | LF | 1/1/2018 00:00:00 | OUTSIDE 725/727 EVERGLADES CT | Mayport-Electric-Circuit 1 | PWD MAYPORT
MAYPOR-EL-CKT-1 | UMA654000037 | UEM,Transformer, T-732, Distribution, Pole Mounted, 50.0 KVA, Oil Immersed | J10 - Electric Utilities | J1030 - Distribution | J1030150 - Circuits | 1 | LF | 1/1/2018 00:00:00 | OUTSIDE 732 EVERGLADES ST | Mayport-Electric-Circuit 1 | PWD MAYPORT
MAYPOR-EL-CKT-1 | UMA654000038 | UEM,Transformer, T-735, Distribution, Pole Mounted, 25.0 KVA, Oil Immersed | J10 - Electric Utilities | J1030 - Distribution | J1030150 - Circuits | 1 | LF | 1/1/2017 00:00:00 | OUTSIDE 734 EVERGLADES ST | Mayport-Electric-Circuit 1 | PWD MAYPORT
MAYPOR-EL-CKT-1 | UMA654000039 | UEM,Transformer, T-741, Distribution, Pole Mounted, 50.0 KVA, Oil Immersed | J10 - Electric Utilities | J1030 - Distribution | J1030150 - Circuits | 1 | LF | 1/1/2017 00:00:00 | ACROSS STREET FROM 741 EVERGLADES ST | Mayport-Electric-Circuit 1 | PWD MAYPORT
MAYPOR-EL-CKT-1 | UMA654000040 | UEM,Transformer, T-746, Distribution, Pole Mounted, 25.0 KVA, Oil Immersed | J10 - Electric Utilities | J1030 - Distribution | J1030150 - Circuits | 1 | LF | 1/1/2017 00:00:00 | OUTSIDE 746 EVERGLADES ST | Mayport-Electric-Circuit 1 | PWD MAYPORT
MAYPOR-EL-CKT-1 | UMA654000043 | UEM,Transformer, T-753, Distribution, Pole Mounted, 50.0 KVA, Oil Immersed | J10 - Electric Utilities | J1030 - Distribution | J1030150 - Circuits | 1 | LF | 1/1/2018 00:00:00 | ACROSS FROM 753 EVERGLADES ST | Mayport-Electric-Circuit 1 | PWD MAYPORT
MAYPOR-EL-CKT-1 | UMA654000044 | UEM,Transformer, T-903, Distribution, Pole Mounted, 50.0 KVA, Oil Immersed | J10 - Electric Utilities | J1030 - Distribution | J1030150 - Circuits | 1 | LF | 1/1/2018 00:00:00 | OUTSIDE 903 ENTERPRISE ST | Mayport-Electric-Circuit 1 | PWD MAYPORT
MAYPOR-EL-CKT-1 | UMA654000045 | UEM,Transformer, T-758, Distribution, Pole Mounted, 50.0 KVA, Oil Immersed | J10 - Electric Utilities | J1030 - Distribution | J1030150 - Circuits | 1 | LF | 1/1/2018 00:00:00 | OUTSIDE 758 EVERGLADES ST | Mayport-Electric-Circuit 1 | PWD MAYPORT
MAYPOR-EL-CKT-1 | UMA654000046 | UEM,Transformer, T-762, Distribution, Pole Mounted, 50.0 KVA, Oil Immersed | J10 - Electric Utilities | J1030 - Distribution | J1030150 - Circuits | 1 | LF | 1/1/2018 00:00:00 | OUTSIDE 762 EVERGLADES ST | Mayport-Electric-Circuit 1 | PWD MAYPORT
MAYPOR-EL-CKT-1 | UMA654000047 | UEM,Transformer, T-766, Distribution, Pole Mounted, 25.0 KVA, Oil Immersed | J10 - Electric Utilities | J1030 - Distribution | J1030150 - Circuits | 1 | LF | 1/1/2017 00:00:00 | OUTSIDE 766 EVERGLADES ST | Mayport-Electric-Circuit 1 | PWD MAYPORT
MAYPOR-EL-CKT-1 | UMA654000048 | UEM,Transformer, T-768, Distribution, Pole Mounted, 25.0 KVA, Oil Immersed | J10 - Electric Utilities | J1030 - Distribution | J1030150 - Circuits | 1 | LF | 1/1/2017 00:00:00 | OUTSIDE 768 EVERGLADES ST | Mayport-Electric-Circuit 1 | PWD MAYPORT
MAYPOR-EL-CKT-1 | UMA654000049 | UEM,Transformer, T-772, Distribution, Pole Mounted, 25.0 KVA, Oil Immersed | J10 - Electric Utilities | J1030 - Distribution | J1030150 - Circuits | 1 | LF | 1/1/2017 00:00:00 | OUTSIDE 772 EVERGLADES ST | Mayport-Electric-Circuit 1 | PWD MAYPORT
MAYPOR-EL-CKT-1 | UMA654000050 | UEM,Transformer, T-865, Distribution, Pole Mounted, 25.0 KVA, Oil Immersed | J10 - Electric Utilities | J1030 - Distribution | J1030150 - Circuits | 1 | LF | 1/1/2017 00:00:00 | ACROSS FROM 865 ENGLAND ST | Mayport-Electric-Circuit 1 | PWD MAYPORT
MAYPOR-EL-CKT-1 | UMA654000051 | UEM,Transformer, T-867, Distribution, Pole Mounted, 15.0 KVA, Oil Immersed | J10 - Electric Utilities | J1030 - Distribution | J1030150 - Circuits | 1 | LF | 1/1/2017 00:00:00 | ACROSS 867 ENGLAND ST | Mayport-Electric-Circuit 1 | PWD MAYPORT
MAYPOR-EL-CKT-1 | UMA654000052 | UEM,Transformer, T-877, Distribution, Pole Mounted, 15.0 KVA, Oil Immersed | J10 - Electric Utilities | J1030 - Distribution | J1030150 - Circuits | 1 | LF | 1/1/2017 00:00:00 | ACROSS FROM 877 ENGLAND ST | Mayport-Electric-Circuit 1 | PWD MAYPORT
MAYPOR-EL-CKT-1 | UMA654000053 | UEM,Transformer, T-907, Distribution, Pole Mounted, 50.0 KVA, Oil Immersed | J10 - Electric Utilities | J1030 - Distribution | J1030150 - Circuits | 1 | LF | 1/1/2018 00:00:00 | OUTSIDE 907 ESSEX ST | Mayport-Electric-Circuit 1 | PWD MAYPORT
MAYPOR-EL-CKT-1 | UMA654000054 | UEM,Transformer, T-909, Distribution, Pole Mounted, 50.0 KVA, Oil Immersed | J10 - Electric Utilities | J1030 - Distribution | J1030150 - Circuits | 1 | LF | 1/1/2018 00:00:00 | OUTSIDE 909 ESSEX cir | Mayport-Electric-Circuit 1 | PWD MAYPORT
MAYPOR-EL-CKT-1 | UMA654000055 | UEM,Transformer, T-915, Distribution, Pole Mounted, 50.0 KVA, Oil Immersed | J10 - Electric Utilities | J1030 - Distribution | J1030150 - Circuits | 1 | LF | 1/1/2018 00:00:00 | OUTSIDE 915 ESSEX ct s | Mayport-Electric-Circuit 1 | PWD MAYPORT
MAYPOR-EL-CKT-1 | UMA654000056 | UEM,Transformer, T-919, Distribution, Pole Mounted, 25.0 KVA, Oil Immersed | J10 - Electric Utilities | J1030 - Distribution | J1030150 - Circuits | 1 | LF | 1/1/2017 00:00:00 | OUTSIDE 919 ESSEX ct s | Mayport-Electric-Circuit 1 | PWD MAYPORT
MAYPOR-EL-CKT-1 | UMA654000057 | UEM,Transformer, T-900, Distribution, Pole Mounted, 25.0 KVA, Oil Immersed | J10 - Electric Utilities | J1030 - Distribution | J1030150 - Circuits | 1 | LF | 1/1/2017 00:00:00 | OUTSIDE 900 ENTERPRISE ST | Mayport-Electric-Circuit 1 | PWD MAYPORT
MAYPOR-EL-CKT-1 | UMA654000058 | UEM,Transformer, T-898, Distribution, Pole Mounted, 25.0 KVA, Oil Immersed | J10 - Electric Utilities | J1030 - Distribution | J1030150 - Circuits | 1 | LF | 1/1/2017 00:00:00 | OUTSIDE 898 ENTERPRISE ST | Mayport-Electric-Circuit 1 | PWD MAYPORT
MAYPOR-EL-CKT-1 | UMA654000059 | UEM,Transformer, T-896, Distribution, Pole Mounted, 25.0 KVA, Oil Immersed | J10 - Electric Utilities | J1030 - Distribution | J1030150 - Circuits | 1 | LF | 1/1/2017 00:00:00 | OUTSIDE 896 ENTERPRISE ST | Mayport-Electric-Circuit 1 | PWD MAYPORT
MAYPOR-EL-CKT-1 | UMA654000060 | UEM,Transformer, T-892, Distribution, Pole Mounted, 50.0 KVA, Oil Immersed | J10 - Electric Utilities | J1030 - Distribution | J1030150 - Circuits | 1 | LF | 1/1/2018 00:00:00 | OUTSIDE 892 ENTERPRISE ct | Mayport-Electric-Circuit 1 | PWD MAYPORT
MAYPOR-EL-CKT-1 | UMA654000061 | UEM,Transformer, T-888, Distribution, Pole Mounted, 25.0 KVA, Oil Immersed | J10 - Electric Utilities | J1030 - Distribution | J1030150 - Circuits | 1 | LF | 1/1/2017 00:00:00 | OUTSIDE 888 ENTERPRISE ST | Mayport-Electric-Circuit 1 | PWD MAYPORT
MAYPOR-EL-CKT-1 | UMA654000063 | UEM,Transformer, T-837, Distribution, Pole Mounted, 50.0 KVA, Oil Immersed | J10 - Electric Utilities | J1030 - Distribution | J1030150 - Circuits | 1 | LF | 1/1/2013 00:00:00 | OUTSIDE 837 ELLISON AVE | Mayport-Electric-Circuit 1 | PWD MAYPORT
MAYPOR-EL-CKT-1 | UMA654000064 | UEM,Transformer, T-841, Distribution, Pole Mounted, 50.0 KVA, Oil Immersed | J10 - Electric Utilities | J1030 - Distribution | J1030150 - Circuits | 1 | LF | 1/1/2018 00:00:00 | OUTSIDE 841 ELLISON AVE | Mayport-Electric-Circuit 1 | PWD MAYPORT
MAYPOR-EL-CKT-1 | UMA654000065 | UEM,Transformer, T-835, Distribution, Pole Mounted, 50.0 KVA, Oil Immersed | J10 - Electric Utilities | J1030 - Distribution | J1030150 - Circuits | 1 | LF | 1/1/2018 00:00:00 | OUTSIDE 835 EDISON AVE | Mayport-Electric-Circuit 1 | PWD MAYPORT
MAYPOR-EL-CKT-1 | UMA654000066 | UEM,Switch, G-844, Pole Mounted, Load Break, 35,000 VOLT, Air | J10 - Electric Utilities | J1030 - Distribution | J1030150 - Circuits | 3 | LF | 1/1/2018 00:00:00 | GROUP SWITCH -EDWARDS AVE CIR 2 SERVICE ENTRANCE, ENLISTED HOUSING | Mayport-Electric-Circuit 1 | PWD MAYPORT
MAYPOR-EL-CKT-1 | UMA654000067 | UEM,Transformer, T-844, Distribution, Pole Mounted, 25.0 KVA, Oil Immersed | J10 - Electric Utilities | J1030 - Distribution | J1030150 - Circuits | 1 | LF | 1/1/2017 00:00:00 | ACROSS ST FROM 844 ENGLAND | Mayport-Electric-Circuit 1 | PWD MAYPORT
MAYPOR-EL-CKT-1 | UMA654000068 | UEM,Transformer, T-829, Distribution, Pole Mounted, 50.0 KVA, Oil Immersed | J10 - Electric Utilities | J1030 - Distribution | J1030150 - Circuits | 1 | LF | 1/1/2018 00:00:00 | OUTSIDE 829 EDSON AVE | Mayport-Electric-Circuit 1 | PWD MAYPORT
MAYPOR-EL-CKT-1 | UMA654000069 | UEM,Transformer, T-825, Distribution, Pole Mounted, 75.0 KVA, Oil Immersed | J10 - Electric Utilities | J1030 - Distribution | J1030150 - Circuits | 1 | LF | 1/1/2018 00:00:00 | OUTSIDE 825 EDSON CIR E | Mayport-Electric-Circuit 1 | PWD MAYPORT
MAYPOR-EL-CKT-1 | UMA654000070 | UEM,Transformer, T-821, Distribution, Pole Mounted, 50.0 KVA, Oil Immersed | J10 - Electric Utilities | J1030 - Distribution | J1030150 - Circuits | 1 | LF | 1/1/2018 00:00:00 | OUTSIDE 825 EDSON AVE | Mayport-Electric-Circuit 1 | PWD MAYPORT
MAYPOR-EL-CKT-1 | UMA654000071 | UEM,Transformer, T-817, Distribution, Pole Mounted, 25.0 KVA, Oil Immersed | J10 - Electric Utilities | J1030 - Distribution | J1030150 - Circuits | 1 | LF | 1/1/2017 00:00:00 | OUTSIDE 817 EDSON AVE | Mayport-Electric-Circuit 1 | PWD MAYPORT
MAYPOR-EL-CKT-1 | UMA654000072 | UEM,Transformer, T-811, Distribution, Pole Mounted, 15.0 KVA, Oil Immersed | J10 - Electric Utilities | J1030 - Distribution | J1030150 - Circuits | 1 | LF | 1/1/2017 00:00:00 | OUTSIDE 811 EDSON CIR W | Mayport-Electric-Circuit 1 | PWD MAYPORT
MAYPOR-EL-CKT-1 | UMA654000073 | UEM,Transformer, T-814, Distribution, Pole Mounted, 50.0 KVA, Oil Immersed | J10 - Electric Utilities | J1030 - Distribution | J1030150 - Circuits | 1 | LF | 1/1/2018 00:00:00 | OUTSIDE 814 EDSON CIR W | Mayport-Electric-Circuit 1 | PWD MAYPORT
MAYPOR-EL-CKT-1 | UMA654000074 | UEM,Transformer, T-789, Distribution, Pole Mounted, 25.0 KVA, Oil Immersed | J10 - Electric Utilities | J1030 - Distribution | J1030150 - Circuits | 1 | LF | 1/1/2017 00:00:00 | OUTSIDE 789 EVERSOLE AVE | Mayport-Electric-Circuit 1 | PWD MAYPORT
MAYPOR-EL-CKT-1 | UMA654000075 | UEM,Transformer, T-799, Distribution, Pole Mounted, 50.0 KVA, Oil Immersed | J10 - Electric Utilities | J1030 - Distribution | J1030150 - Circuits | 1 | LF | 1/1/2018 00:00:00 | OUTSIDE 799 EVERSOLE AVE | Mayport-Electric-Circuit 1 | PWD MAYPORT
MAYPOR-EL-CKT-1 | UMA654000076 | UEM,Transformer, T-793, Distribution, Pole Mounted, 75.0 KVA, Oil Immersed | J10 - Electric Utilities | J1030 - Distribution | J1030150 - Circuits | 1 | LF | 1/1/2018 00:00:00 | OUTSIDE 793 EVERSOLE CIR W | Mayport-Electric-Circuit 1 | PWD MAYPORT
MAYPOR-EL-CKT-1 | UMA654000077 | UEM,Transformer, T-879, Distribution, Pole Mounted, 50.0 KVA, Oil Immersed | J10 - Electric Utilities | J1030 - Distribution | J1030150 - Circuits | 1 | LF | 1/1/2018 00:00:00 | OUTSIDE 879 ENTERPRISE ST | Mayport-Electric-Circuit 1 | PWD MAYPORT
MAYPOR-EL-CKT-1 | UMA654000078 | UEM,Transformer, T-883, Distribution, Pole Mounted, 15.0 KVA, Oil Immersed | J10 - Electric Utilities | J1030 - Distribution | J1030150 - Circuits | 1 | LF | 1/1/2017 00:00:00 | OUTSIDE 883 ENTERPRISE ST | Mayport-Electric-Circuit 1 | PWD MAYPORT
MAYPOR-EL-CKT-1 | UMA654000079 | UEM,Transformer, T-773, Distribution, Pole Mounted, 75.0 KVA, Oil Immersed | J10 - Electric Utilities | J1030 - Distribution | J1030150 - Circuits | 1 | LF | 1/1/2018 00:00:00 | OUTSIDE 773 EVERSOLE AVE | Mayport-Electric-Circuit 1 | PWD MAYPORT
MAYPOR-EL-CKT-1 | UMA654000080 | UEM,Transformer, T-781, Distribution, Pole Mounted, 15.0 KVA, Oil Immersed | J10 - Electric Utilities | J1030 - Distribution | J1030150 - Circuits | 1 | LF | 1/1/2017 00:00:00 | ACROSS ST FROM 781 E EVERSOLE CREEK | Mayport-Electric-Circuit 1 | PWD MAYPORT
MAYPOR-EL-CKT-1 | UMA654000081 | UEM,Transformer, T-782, Distribution, Pole Mounted, 25.0 KVA, Oil Immersed | J10 - Electric Utilities | J1030 - Distribution | J1030150 - Circuits | 1 | LF | 1/1/2017 00:00:00 | OUTSIDE 782 E EVERSOLE CREEK | Mayport-Electric-Circuit 1 | PWD MAYPORT
MAYPOR-EL-CKT-1 | UMA654000082 | UEM,Transformer, T-785, Distribution, Pole Mounted, 50.0 KVA, Oil Immersed | J10 - Electric Utilities | J1030 - Distribution | J1030150 - Circuits | 1 | LF | 1/1/2018 00:00:00 | OUTSIDE 785 EVERSOLE AVE | Mayport-Electric-Circuit 1 | PWD MAYPORT
MAYPOR-EL-CKT-1 | UMA654000083 | UEM,Transformer, T-849, Distribution, Pole Mounted, 25.0 KVA, Oil Immersed | J10 - Electric Utilities | J1030 - Distribution | J1030150 - Circuits | 1 | LF | 1/1/2017 00:00:00 | OUTSIDE 849 ENGLAND ST | Mayport-Electric-Circuit 1 | PWD MAYPORT
MAYPOR-EL-CKT-1 | UMA654000084 | UEM,Transformer, T-851, Distribution, Pole Mounted, 25.0 KVA, Oil Immersed | J10 - Electric Utilities | J1030 - Distribution | J1030150 - Circuits | 1 | LF | 1/1/2017 00:00:00 | OUTSIDE 851 ENGLAND ST | Mayport-Electric-Circuit 1 | PWD MAYPORT
MAYPOR-EL-CKT-1 | UMA654000085 | UEM,Transformer, T-854, Distribution, Pole Mounted, 50.0 KVA, Oil Immersed | J10 - Electric Utilities | J1030 - Distribution | J1030150 - Circuits | 1 | LF | 1/1/2018 00:00:00 | OUTSIDE 854 ENGLAND CT E | Mayport-Electric-Circuit 1 | PWD MAYPORT
MAYPOR-EL-CKT-1 | UMA654000086 | UEM,Transformer, T-856, Distribution, Pole Mounted, 50.0 KVA, Oil Immersed | J10 - Electric Utilities | J1030 - Distribution | J1030150 - Circuits | 1 | LF | 1/1/2018 00:00:00 | OUTSIDE 856 ENGLAND CT E | Mayport-Electric-Circuit 1 | PWD MAYPORT
MAYPOR-EL-CKT-1 | UMA654000087 | UEM,Transformer, T-2285, Distribution, Pole Mounted, 15.0 KVA, Oil Immersed | J10 - Electric Utilities | J1030 - Distribution | J1030150 - Circuits | 1 | LF | 1/1/1999 00:00:00 | ACROSS ST FROM 2285 | Mayport-Electric-Circuit 1 | PWD MAYPORT
MAYPOR-EL-CKT-1 | UMA654000089 | UEM,Transformer, T-937, Distribution, Pole Mounted, 50.0 KVA, Oil Immersed | J10 - Electric Utilities | J1030 - Distribution | J1030150 - Circuits | 1 | LF | 1/1/2016 00:00:00 | OUTSIDE 937 EDWARDS AVE | Mayport-Electric-Circuit 1 | PWD MAYPORT
MAYPOR-EL-CKT-1 | UMA654000090 | UEM,Switch, G-2203, Pole Mounted, Load Break, 35,000 VOLT, Air | J10 - Electric Utilities | J1030 - Distribution | J1030150 - Circuits | 3 | LF | 1/1/2017 00:00:00 | OUTSIDE 934 EDWARDS AVE CLOSER TO ROAD | Mayport-Electric-Circuit 1 | PWD MAYPORT
MAYPOR-EL-CKT-1 | UMA654000091 | UEM,Switch, G-1202, Pole Mounted, Load Break, 35,000 VOLT, Air | J10 - Electric Utilities | J1030 - Distribution | J1030150 - Circuits | 3 | LF | 1/1/2017 00:00:00 | OUTSIDE 934 EDWARDS AVE further from road | Mayport-Electric-Circuit 1 | PWD MAYPORT
MAYPOR-EL-CKT-1 | UMA654000092 | UEM,Transformer, T-967, Distribution, Pole Mounted, 50.0 KVA, Oil Immersed | J10 - Electric Utilities | J1030 - Distribution | J1030150 - Circuits | 1 | LF | 1/1/2016 00:00:00 | BETWEEN 967 AND 966 EL DORADO | Mayport-Electric-Circuit 1 | PWD MAYPORT
MAYPOR-EL-CKT-1 | UMA654000093 | UEM,Transformer, T-970, Distribution, Pole Mounted, 50.0 KVA, Oil Immersed | J10 - Electric Utilities | J1030 - Distribution | J1030150 - Circuits | 1 | LF | 1/1/2016 00:00:00 | OUTSIDE 970 EL DORADO | Mayport-Electric-Circuit 1 | PWD MAYPORT
MAYPOR-EL-CKT-1 | UMA654000094 | UEM,Transformer, T-972, Distribution, Pole Mounted, 50.0 KVA, Oil Immersed | J10 - Electric Utilities | J1030 - Distribution | J1030150 - Circuits | 1 | LF | 1/1/2016 00:00:00 | OUTSIDE 972 EL DORADO | Mayport-Electric-Circuit 1 | PWD MAYPORT
MAYPOR-EL-CKT-1 | UMA654000095 | UEM,Transformer, T-974, Distribution, Pole Mounted, 50.0 KVA, Oil Immersed | J10 - Electric Utilities | J1030 - Distribution | J1030150 - Circuits | 1 | LF | 1/1/2016 00:00:00 | OUTSIDE 974 EL DORADO | Mayport-Electric-Circuit 1 | PWD MAYPORT
MAYPOR-EL-CKT-1 | UMA654000096 | UEM,Transformer, T-976, Distribution, Pole Mounted, 50.0 KVA, Oil Immersed | J10 - Electric Utilities | J1030 - Distribution | J1030150 - Circuits | 1 | LF | 1/1/2016 00:00:00 | OUTSIDE 976 EL DORADO | Mayport-Electric-Circuit 1 | PWD MAYPORT
MAYPOR-EL-CKT-1 | UMA654000097 | UEM,Transformer, T-978, Distribution, Pole Mounted, 75.0 KVA, Oil Immersed | J10 - Electric Utilities | J1030 - Distribution | J1030150 - Circuits | 1 | LF | 1/1/2016 00:00:00 | OUTSIDE 978 EL DORADO | Mayport-Electric-Circuit 1 | PWD MAYPORT
MAYPOR-EL-CKT-1 | UMA654000098 | UEM,Transformer, T-982, Distribution, Pole Mounted, 50.0 KVA, Oil Immersed | J10 - Electric Utilities | J1030 - Distribution | J1030150 - Circuits | 1 | LF | 1/1/2016 00:00:00 | OUTSIDE 982 EL DORADO CT | Mayport-Electric-Circuit 1 | PWD MAYPORT
MAYPOR-EL-CKT-1 | UMA654000099 | UEM,Transformer, T-986, Distribution, Pole Mounted, 75.0 KVA, Oil Immersed | J10 - Electric Utilities | J1030 - Distribution | J1030150 - Circuits | 1 | LF | 1/1/2016 00:00:00 | OUTSIDE 986 EL DORADO | Mayport-Electric-Circuit 1 | PWD MAYPORT
MAYPOR-EL-CKT-1 | UMA654000100 | UEM,Transformer, T-990, Distribution, Pole Mounted, 75.0 KVA, Oil Immersed | J10 - Electric Utilities | J1030 - Distribution | J1030150 - Circuits | 1 | LF | 1/1/2016 00:00:00 | OUTSIDE 990 EL DORADO | Mayport-Electric-Circuit 1 | PWD MAYPORT
MAYPOR-EL-CKT-1 | UMA654000101 | UEM,Transformer, T-960, Distribution, Pole Mounted, 50.0 KVA, Oil Immersed | J10 - Electric Utilities | J1030 - Distribution | J1030150 - Circuits | 1 | LF | 1/1/2016 00:00:00 | OUTSIDE 960 EDWARDS AVE | Mayport-Electric-Circuit 1 | PWD MAYPORT
MAYPOR-EL-CKT-1 | UMA654000102 | UEM,Transformer, T-959, Distribution, Pole Mounted, 50.0 KVA, Oil Immersed | J10 - Electric Utilities | J1030 - Distribution | J1030150 - Circuits | 1 | LF | 1/1/2016 00:00:00 | OUTSIDE 959 EDWARDS | Mayport-Electric-Circuit 1 | PWD MAYPORT
MAYPOR-EL-CKT-1 | UMA654000103 | UEM,Transformer, T-954, Distribution, Pole Mounted, 75.0 KVA, Oil Immersed | J10 - Electric Utilities | J1030 - Distribution | J1030150 - Circuits | 1 | LF | 1/1/2016 00:00:00 | OUTSIDE 954 EDWARDS AVE | Mayport-Electric-Circuit 1 | PWD MAYPORT
MAYPOR-EL-CKT-1 | UMA654000105 | UEM,Transformer, T-950-B, Distribution, Pole Mounted, 50.0 KVA, Oil Immersed | J10 - Electric Utilities | J1030 - Distribution | J1030150 - Circuits | 1 | LF | 1/1/2016 00:00:00 | BEHIND 904 SOUTH XFRM | Mayport-Electric-Circuit 1 | PWD MAYPORT
MAYPOR-EL-CKT-1 | UMA654000106 | UEM,Transformer, T-950-C, Distribution, Pole Mounted, 50.0 KVA, Oil Immersed | J10 - Electric Utilities | J1030 - Distribution | J1030150 - Circuits | 1 | LF | 1/1/2016 00:00:00 | BEHIND 904 WEST XFRM | Mayport-Electric-Circuit 1 | PWD MAYPORT
MAYPOR-EL-CKT-1 | UMA654000107 | UEM,Transformer, T-948, Distribution, Pole Mounted, 75.0 KVA, Oil Immersed | J10 - Electric Utilities | J1030 - Distribution | J1030150 - Circuits | 1 | LF | 1/1/2016 00:00:00 | ACROSS ST FROM 948 EDWARDS | Mayport-Electric-Circuit 1 | PWD MAYPORT
MAYPOR-EL-CKT-1 | UMA654000108 | UEM,Transformer, T-945, Distribution, Pole Mounted, 50.0 KVA, Oil Immersed | J10 - Electric Utilities | J1030 - Distribution | J1030150 - Circuits | 1 | LF | 1/1/2016 00:00:00 | OUTSIDE 945 EDWARDS | Mayport-Electric-Circuit 1 | PWD MAYPORT
MAYPOR-EL-CKT-1 | UMA654000109 | UEM,Transformer, T-943, Distribution, Pole Mounted, 50.0 KVA, Oil Immersed | J10 - Electric Utilities | J1030 - Distribution | J1030150 - Circuits | 1 | LF | 1/1/2016 00:00:00 | OUTSIDE 943 EDWARDS | Mayport-Electric-Circuit 1 | PWD MAYPORT
MAYPOR-EL-CKT-1 | UMA654000110 | UEM,Transformer, T-939, Distribution, Pole Mounted, 75.0 KVA, Oil Immersed | J10 - Electric Utilities | J1030 - Distribution | J1030150 - Circuits | 1 | LF | 1/1/2016 00:00:00 | OUTSIDE 939 EDWARDS | Mayport-Electric-Circuit 1 | PWD MAYPORT
MAYPOR-EL-CKT-1 | UMA654000111 | UEM,Transformer, T-922, Distribution, Pole Mounted, 75.0 KVA, Oil Immersed | J10 - Electric Utilities | J1030 - Distribution | J1030150 - Circuits | 1 | LF | 1/1/2018 00:00:00 | OUTSIDE 922 ESSEX | Mayport-Electric-Circuit 1 | PWD MAYPORT
MAYPOR-EL-CKT-1 | UMA654000112 | UEM,Transformer, T-924, Distribution, Pole Mounted, 75.0 KVA, Oil Immersed | J10 - Electric Utilities | J1030 - Distribution | J1030150 - Circuits | 1 | LF | 1/1/2016 00:00:00 | OUTSIDE 924 ESSEX SQ | Mayport-Electric-Circuit 1 | PWD MAYPORT
MAYPOR-EL-CKT-1 | UMA654000113 | UEM,Transformer, T-930, Distribution, Pole Mounted, 75.0 KVA, Oil Immersed | J10 - Electric Utilities | J1030 - Distribution | J1030150 - Circuits | 1 | LF | 1/1/2016 00:00:00 | OUTSIDE 930 ESSEX | Mayport-Electric-Circuit 1 | PWD MAYPORT
MAYPOR-EL-CKT-1 | UMA654000128 | UEM,Transformer, T-469, Distribution, Pad Mounted, 150.0 KVA, Oil Immersed | J10 - Electric Utilities | J1030 - Distribution | J1030150 - Circuits | 1 | LF | 1/1/2017 00:00:00 |  | Mayport-Electric-Circuit 1 | PWD MAYPORT
MAYPOR-EL-CKT-1 | UMA654000129 | UEM,Switch, SW-65, Pad Mounted, Sectionalizing, 35,000 VOLT, SF6 | J10 - Electric Utilities | J1030 - Distribution | J1030150 - Circuits | 1 | LF | 1/1/2007 00:00:00 | ALONG C2 WHARF - 397 MAIN ST - 4160V | Mayport-Electric-Circuit 1 | PWD MAYPORT
MAYPOR-EL-CKT-1 | UMA654000130 | UEM,Transformer, T-1422, Distribution, Pad Mounted, 112.5 KVA, Oil Immersed | J10 - Electric Utilities | J1030 - Distribution | J1030150 - Circuits | 1 | LF | 1/1/1996 00:00:00 |  | Mayport-Electric-Circuit 1 | PWD MAYPORT
MAYPOR-EL-CKT-1 | UMA654000131 | UEM,Transformer, T-2038, Distribution, Pad Mounted, 112.5 KVA, Oil Immersed | J10 - Electric Utilities | J1030 - Distribution | J1030150 - Circuits | 1 | LF | 1/1/2017 00:00:00 |  | Mayport-Electric-Circuit 1 | PWD MAYPORT
MAYPOR-EL-CKT-1 | UMA654000132 | UEM,Transformer, T-154, Distribution, Pad Mounted, 225.0 KVA, Oil Immersed | J10 - Electric Utilities | J1030 - Distribution | J1030150 - Circuits | 1 | LF | 1/1/2014 00:00:00 |  | Mayport-Electric-Circuit 1 | PWD MAYPORT
MAYPOR-EL-CKT-1 | UMA654000146 | UEM,Transformer, T-2, Distribution, Pad Mounted, 150.0 KVA, Oil Immersed | J10 - Electric Utilities | J1030 - Distribution | J1030150 - Circuits | 1 | LF | 1/1/2004 00:00:00 |  | Mayport-Electric-Circuit 1 | PWD MAYPORT
MAYPOR-EL-CKT-1 | UMA654000147 | UEM,Transformer, T-2523, Distribution, Pad Mounted, 50.0 KVA, Oil Immersed | J10 - Electric Utilities | J1030 - Distribution | J1030150 - Circuits | 1 | LF | 1/1/2019 00:00:00 |  | Mayport-Electric-Circuit 1 | PWD MAYPORT
MAYPOR-EL-CKT-1 | UMA654000151 | UEM,Transformer, T-2294, Distribution, Pad Mounted, 750.0 KVA, Oil Immersed | J10 - Electric Utilities | J1030 - Distribution | J1030150 - Circuits | 1 | LF | 1/1/2011 00:00:00 | OUTSIDE ELECTRICAL FEED | Mayport-Electric-Circuit 1 | PWD MAYPORT
MAYPOR-EL-CKT-1 | UMA654000157 | UEM,Voltage Regulator, REG-3, Other, Sub Station, 2,000.0 KVA | J10 - Electric Utilities | J1030 - Distribution | J1030150 - Circuits | 1 | LF | 1/1/2000 00:00:00 | BLDG 1317 | Mayport-Electric-Circuit 1 | PWD MAYPORT
MAYPOR-EL-CKT-1 | UMA654000162 | UEM,Switch, SW-II-22, Pad Mounted, Sectionalizing, 35,000 VOLT, Oil | J10 - Electric Utilities | J1030 - Distribution | J1030150 - Circuits | 1 | LF | 1/1/2019 00:00:00 | SW-22 - NEXT TO BLD 419- FEEDS BLDG. 234 & 25 | Mayport-Electric-Circuit 1 | PWD MAYPORT
MAYPOR-EL-CKT-1 | UMA654000164 | UEM,Transformer, T-2294-1, Distribution, Pad Mounted, 250.0 KVA, Oil Immersed | J10 - Electric Utilities | J1030 - Distribution | J1030150 - Circuits | 1 | LF | 1/1/2015 00:00:00 |  | Mayport-Electric-Circuit 1 | PWD MAYPORT
MAYPOR-EL-CKT-1 | UMA654000166 | UEM,Transformer, T-1903, Distribution, Pad Mounted, 75.0 KVA, Oil Immersed | J10 - Electric Utilities | J1030 - Distribution | J1030150 - Circuits | 1 | LF | 1/1/2019 00:00:00 |  | Mayport-Electric-Circuit 1 | PWD MAYPORT
MAYPOR-EL-CKT-1 | UMANV2000008 | UEM,Switch, FCD-700, Pole Mounted, Other, 25,000 VOLT, Air | J10 - Electric Utilities | J1030 - Distribution | J1030150 - Circuits | 1 | LF | 1/1/2018 00:00:00 | POLE 2 | Mayport-Electric-Circuit 1 | PWD MAYPORT
MAYPOR-EL-CKT-1 | UMANV2000009 | UEM,Switch, FCD-704, Pole Mounted, Disconnect, 25,000 VOLT, Air | J10 - Electric Utilities | J1030 - Distribution | J1030150 - Circuits | 1 | LF | 1/1/2018 00:00:00 | POLE 8 | Mayport-Electric-Circuit 1 | PWD MAYPORT
MAYPOR-EL-CKT-1 | UMANV2000010 | UEM,Switch, FCD-707, Pole Mounted, Disconnect, 25,000 VOLT, Air | J10 - Electric Utilities | J1030 - Distribution | J1030150 - Circuits | 1 | LF | 1/1/2018 00:00:00 | POLE 3 | Mayport-Electric-Circuit 1 | PWD MAYPORT
MAYPOR-EL-CKT-1 | UMANV2000011 | UEM,Switch, FCD-814, Pole Mounted, Disconnect, 25,000 VOLT, Air | J10 - Electric Utilities | J1030 - Distribution | J1030150 - Circuits | 1 | LF | 1/1/2018 00:00:00 | POLE 16 | Mayport-Electric-Circuit 1 | PWD MAYPORT
MAYPOR-EL-CKT-1 | UMANV2000012 | UEM,Switch, FCD-811, Pole Mounted, Disconnect, 25,000 VOLT, Air | J10 - Electric Utilities | J1030 - Distribution | J1030150 - Circuits | 1 | LF | 1/1/2018 00:00:00 | POLE 8 | Mayport-Electric-Circuit 1 | PWD MAYPORT
MAYPOR-EL-CKT-1 | UMANV2000013 | UEM,Switch, FCD-817, Pole Mounted, Disconnect, 25,000 VOLT, Air | J10 - Electric Utilities | J1030 - Distribution | J1030150 - Circuits | 1 | LF | 1/1/2018 00:00:00 | POLE 29 | Mayport-Electric-Circuit 1 | PWD MAYPORT
MAYPOR-EL-CKT-1 | UMANV2000014 | UEM,Switch, FCD-821, Pole Mounted, Disconnect, 25,000 VOLT, Air | J10 - Electric Utilities | J1030 - Distribution | J1030150 - Circuits | 1 | LF | 1/1/2018 00:00:00 | POLE 55 | Mayport-Electric-Circuit 1 | PWD MAYPORT
MAYPOR-EL-CKT-1 | UMANV2000015 | UEM,Switch, FCD-829, Pole Mounted, Disconnect, 25,000 VOLT, Air | J10 - Electric Utilities | J1030 - Distribution | J1030150 - Circuits | 1 | LF | 1/1/2018 00:00:00 | POLE 71 | Mayport-Electric-Circuit 1 | PWD MAYPORT
MAYPOR-EL-CKT-1 | UMANV2000016 | UEM,Switch, FCD-835, Pole Mounted, Disconnect, 25,000 VOLT, Air | J10 - Electric Utilities | J1030 - Distribution | J1030150 - Circuits | 1 | LF | 1/1/2018 00:00:00 | POLE 83 | Mayport-Electric-Circuit 1 | PWD MAYPORT
MAYPOR-EL-CKT-1 | UMANV2000017 | UEM,Switch, FCD-825, Pole Mounted, Disconnect, 25,000 VOLT, Air | J10 - Electric Utilities | J1030 - Distribution | J1030150 - Circuits | 1 | LF | 1/1/2018 00:00:00 | POLE 16 | Mayport-Electric-Circuit 1 | PWD MAYPORT
MAYPOR-EL-CKT-1 | UMANV2000018 | UEM,Switch, FCD-841, Pole Mounted, Disconnect, 25,000 VOLT, Air | J10 - Electric Utilities | J1030 - Distribution | J1030150 - Circuits | 1 | LF | 1/1/2018 00:00:00 | POLE 77 | Mayport-Electric-Circuit 1 | PWD MAYPORT
MAYPOR-EL-CKT-1 | UMANV2000019 | UEM,Switch, FCD-837, Pole Mounted, Disconnect, 25,000 VOLT, Air | J10 - Electric Utilities | J1030 - Distribution | J1030150 - Circuits | 1 | LF | 1/1/2018 00:00:00 | POLE 97 | Mayport-Electric-Circuit 1 | PWD MAYPORT
MAYPOR-EL-CKT-1 | UMANV2000020 | UEM,Switch, FCD-849, Pole Mounted, Disconnect, 25,000 VOLT, Air | J10 - Electric Utilities | J1030 - Distribution | J1030150 - Circuits | 1 | LF | 1/1/2018 00:00:00 | POLE 14 | Mayport-Electric-Circuit 1 | PWD MAYPORT
MAYPOR-EL-CKT-1 | UMANV2000021 | UEM,Switch, FCD-844, Pole Mounted, Disconnect, 25,000 VOLT, Air | J10 - Electric Utilities | J1030 - Distribution | J1030150 - Circuits | 1 | LF | 1/1/2018 00:00:00 | POLE 844 | Mayport-Electric-Circuit 1 | PWD MAYPORT
MAYPOR-EL-CKT-1 | UMANV2000023 | UEM,Switch, FCD-148, Pole Mounted, Disconnect, 25,000 VOLT, Air | J10 - Electric Utilities | J1030 - Distribution | J1030150 - Circuits | 1 | LF | 1/1/2018 00:00:00 | POLE 148 | Mayport-Electric-Circuit 1 | PWD MAYPORT
MAYPOR-EL-CKT-1 | UMANV2000024 | UEM,Switch, FCD-851, Pole Mounted, Disconnect, 25,000 VOLT, Air | J10 - Electric Utilities | J1030 - Distribution | J1030150 - Circuits | 1 | LF | 1/1/2018 00:00:00 | POLE 26 | Mayport-Electric-Circuit 1 | PWD MAYPORT
MAYPOR-EL-CKT-1 | UMANV2000025 | UEM,Switch, FCD-854, Pole Mounted, Disconnect, 25,000 VOLT, Air | J10 - Electric Utilities | J1030 - Distribution | J1030150 - Circuits | 1 | LF | 1/1/2018 00:00:00 | POLE 38 | Mayport-Electric-Circuit 1 | PWD MAYPORT
MAYPOR-EL-CKT-1 | UMANV2000026 | UEM,Switch, FCD-773, Pole Mounted, Disconnect, 25,000 VOLT, Air | J10 - Electric Utilities | J1030 - Distribution | J1030150 - Circuits | 1 | LF | 1/1/2018 00:00:00 | POLE 51-1 | Mayport-Electric-Circuit 1 | PWD MAYPORT
MAYPOR-EL-CKT-1 | UMANV2000027 | UEM,Switch, FCD-782, Pole Mounted, Disconnect, 25,000 VOLT, Air | J10 - Electric Utilities | J1030 - Distribution | J1030150 - Circuits | 1 | LF | 1/1/2018 00:00:00 | POLE 27-1 | Mayport-Electric-Circuit 1 | PWD MAYPORT
MAYPOR-EL-CKT-1 | UMANV2000028 | UEM,Switch, FCD-781, Pole Mounted, Disconnect, 25,000 VOLT, Air | J10 - Electric Utilities | J1030 - Distribution | J1030150 - Circuits | 1 | LF | 1/1/2018 00:00:00 | POLE 23-2 | Mayport-Electric-Circuit 1 | PWD MAYPORT
MAYPOR-EL-CKT-1 | UMANV2000029 | UEM,Switch, FCD-785, Pole Mounted, Disconnect, 25,000 VOLT, Air | J10 - Electric Utilities | J1030 - Distribution | J1030150 - Circuits | 1 | LF | 1/1/2018 00:00:00 | POLE 35 | Mayport-Electric-Circuit 1 | PWD MAYPORT
MAYPOR-EL-CKT-1 | UMANV2000030 | UEM,Switch, FCD-789, Pole Mounted, Disconnect, 25,000 VOLT, Air | J10 - Electric Utilities | J1030 - Distribution | J1030150 - Circuits | 1 | LF | 1/1/2018 00:00:00 | POLE 27B | Mayport-Electric-Circuit 1 | PWD MAYPORT
MAYPOR-EL-CKT-1 | UMANV2000031 | UEM,Switch, FCD-879, Pole Mounted, Disconnect, 25,000 VOLT, Air | J10 - Electric Utilities | J1030 - Distribution | J1030150 - Circuits | 1 | LF | 1/1/2018 00:00:00 | POLE 23 | Mayport-Electric-Circuit 1 | PWD MAYPORT
MAYPOR-EL-CKT-1 | UMANV2000032 | UEM,Switch, FCD-793, Pole Mounted, Disconnect, 25,000 VOLT, Air | J10 - Electric Utilities | J1030 - Distribution | J1030150 - Circuits | 1 | LF | 1/1/2018 00:00:00 | POLE 26B | Mayport-Electric-Circuit 1 | PWD MAYPORT
MAYPOR-EL-CKT-1 | UMANV2000033 | UEM,Switch, FCD-799, Pole Mounted, Disconnect, 25,000 VOLT, Air | J10 - Electric Utilities | J1030 - Distribution | J1030150 - Circuits | 1 | LF | 1/1/2018 00:00:00 | POLE 15 | Mayport-Electric-Circuit 1 | PWD MAYPORT
MAYPOR-EL-CKT-1 | UMANV2000034 | UEM,Switch, FCD-803, Pole Mounted, Disconnect, 25,000 VOLT, Air | J10 - Electric Utilities | J1030 - Distribution | J1030150 - Circuits | 1 | LF | 1/1/2018 00:00:00 | POLE 9 | Mayport-Electric-Circuit 1 | PWD MAYPORT
MAYPOR-EL-CKT-1 | UMANV2000035 | UEM,Switch, FCD-805, Pole Mounted, Disconnect, 25,000 VOLT, Air | J10 - Electric Utilities | J1030 - Distribution | J1030150 - Circuits | 1 | LF | 1/1/2018 00:00:00 | POLE 5 | Mayport-Electric-Circuit 1 | PWD MAYPORT
MAYPOR-EL-CKT-1 | UMANV2000036 | UEM,Switch, FCD-714, Pole Mounted, Disconnect, 25,000 VOLT, Air | J10 - Electric Utilities | J1030 - Distribution | J1030150 - Circuits | 1 | LF | 1/1/2018 00:00:00 | POLE 13 | Mayport-Electric-Circuit 1 | PWD MAYPORT
MAYPOR-EL-CKT-1 | UMANV2000037 | UEM,Switch, FCD-718, Pole Mounted, Disconnect, 25,000 VOLT, Air | J10 - Electric Utilities | J1030 - Distribution | J1030150 - Circuits | 1 | LF | 1/1/2018 00:00:00 | POLE 38-1 | Mayport-Electric-Circuit 1 | PWD MAYPORT
MAYPOR-EL-CKT-1 | UMANV2000038 | UEM,Switch, FCD-725, Pole Mounted, Disconnect, 25,000 VOLT, Solid | J10 - Electric Utilities | J1030 - Distribution | J1030150 - Circuits | 1 | LF | 1/1/2018 00:00:00 | POLE 6-3 | Mayport-Electric-Circuit 1 | PWD MAYPORT
MAYPOR-EL-CKT-1 | UMANV2000039 | UEM,Switch, FCD-721, Pole Mounted, Disconnect, 25,000 VOLT, Air | J10 - Electric Utilities | J1030 - Distribution | J1030150 - Circuits | 1 | LF | 1/1/2018 00:00:00 | UPL-721 | Mayport-Electric-Circuit 1 | PWD MAYPORT
MAYPOR-EL-CKT-1 | UMANV2000040 | UEM,Switch, FCD-732, Pole Mounted, Disconnect, 25,000 VOLT, Air | J10 - Electric Utilities | J1030 - Distribution | J1030150 - Circuits | 1 | LF | 1/1/2018 00:00:00 | POLE 54 | Mayport-Electric-Circuit 1 | PWD MAYPORT
MAYPOR-EL-CKT-1 | UMANV2000041 | UEM,Switch, FCD-735, Pole Mounted, Disconnect, 25,000 VOLT, Air | J10 - Electric Utilities | J1030 - Distribution | J1030150 - Circuits | 1 | LF | 1/1/2018 00:00:00 | POLE 58 | Mayport-Electric-Circuit 1 | PWD MAYPORT
MAYPOR-EL-CKT-1 | UMANV2000042 | UEM,Switch, FCD-741, Pole Mounted, Disconnect, 25,000 VOLT, Air | J10 - Electric Utilities | J1030 - Distribution | J1030150 - Circuits | 1 | LF | 1/1/2018 00:00:00 | POLE 70 | Mayport-Electric-Circuit 1 | PWD MAYPORT
MAYPOR-EL-CKT-1 | UMANV2000043 | UEM,Switch, FCD-746, Pole Mounted, Disconnect, 25,000 VOLT, Air | J10 - Electric Utilities | J1030 - Distribution | J1030150 - Circuits | 1 | LF | 1/1/2018 00:00:00 | POLE 78 | Mayport-Electric-Circuit 1 | PWD MAYPORT
MAYPOR-EL-CKT-1 | UMANV2000044 | UEM,Switch, FCD-919, Pole Mounted, Disconnect, 25,000 VOLT, Air | J10 - Electric Utilities | J1030 - Distribution | J1030150 - Circuits | 1 | LF | 1/1/2018 00:00:00 | POLE 83 | Mayport-Electric-Circuit 1 | PWD MAYPORT
MAYPOR-EL-CKT-1 | UMANV2000045 | UEM,Switch, FCD-915, Pole Mounted, Disconnect, 25,000 VOLT, Air | J10 - Electric Utilities | J1030 - Distribution | J1030150 - Circuits | 1 | LF | 1/1/2018 00:00:00 | POLE 79 | Mayport-Electric-Circuit 1 | PWD MAYPORT
MAYPOR-EL-CKT-1 | UMANV2000046 | UEM,Switch, FCD-900, Pole Mounted, Disconnect, 25,000 VOLT, Air | J10 - Electric Utilities | J1030 - Distribution | J1030150 - Circuits | 1 | LF | 1/1/2018 00:00:00 | POLE 68 | Mayport-Electric-Circuit 1 | PWD MAYPORT
MAYPOR-EL-CKT-1 | UMANV2000047 | UEM,Switch, FCD-909, Pole Mounted, Disconnect, 25,000 VOLT, Air | J10 - Electric Utilities | J1030 - Distribution | J1030150 - Circuits | 1 | LF | 1/1/2018 00:00:00 | POLE 63 | Mayport-Electric-Circuit 1 | PWD MAYPORT
MAYPOR-EL-CKT-1 | UMANV2000048 | UEM,Switch, FCD-907, Pole Mounted, Disconnect, 25,000 VOLT, Air | J10 - Electric Utilities | J1030 - Distribution | J1030150 - Circuits | 1 | LF | 1/1/2018 00:00:00 | POLE 57 | Mayport-Electric-Circuit 1 | PWD MAYPORT
MAYPOR-EL-CKT-1 | UMANV2000049 | UEM,Switch, FCD-877, Pole Mounted, Disconnect, 25,000 VOLT, Air | J10 - Electric Utilities | J1030 - Distribution | J1030150 - Circuits | 1 | LF | 1/1/2018 00:00:00 | POLE 21 | Mayport-Electric-Circuit 1 | PWD MAYPORT
MAYPOR-EL-CKT-1 | UMANV2000050 | UEM,Switch, FCD-867, Pole Mounted, Disconnect, 25,000 VOLT, Air | J10 - Electric Utilities | J1030 - Distribution | J1030150 - Circuits | 1 | LF | 1/1/2018 00:00:00 | POLE 35 | Mayport-Electric-Circuit 1 | PWD MAYPORT
MAYPOR-EL-CKT-1 | UMANV2000051 | UEM,Switch, FCD-883, Pole Mounted, Disconnect, 25,000 VOLT, Air | J10 - Electric Utilities | J1030 - Distribution | J1030150 - Circuits | 1 | LF | 1/1/2018 00:00:00 | POLE 8 | Mayport-Electric-Circuit 1 | PWD MAYPORT
MAYPOR-EL-CKT-1 | UMANV2000052 | UEM,Switch, FCD-865, Pole Mounted, Disconnect, 25,000 VOLT, Air | J10 - Electric Utilities | J1030 - Distribution | J1030150 - Circuits | 1 | LF | 1/1/2018 00:00:00 | NO POLE ID | Mayport-Electric-Circuit 1 | PWD MAYPORT
MAYPOR-EL-CKT-1 | UMANV2000053 | UEM,Switch, FCD-772, Pole Mounted, Disconnect, 25,000 VOLT, Air | J10 - Electric Utilities | J1030 - Distribution | J1030150 - Circuits | 1 | LF | 1/1/2018 00:00:00 | POLE 138 | Mayport-Electric-Circuit 1 | PWD MAYPORT
MAYPOR-EL-CKT-1 | UMANV2000054 | UEM,Switch, FCD-887, Pole Mounted, Disconnect, 25,000 VOLT, Air | J10 - Electric Utilities | J1030 - Distribution | J1030150 - Circuits | 1 | LF | 1/1/2018 00:00:00 | POLE 48 | Mayport-Electric-Circuit 1 | PWD MAYPORT
MAYPOR-EL-CKT-1 | UMANV2000055 | UEM,Switch, FCD-768, Pole Mounted, Disconnect, 25,000 VOLT, Air | J10 - Electric Utilities | J1030 - Distribution | J1030150 - Circuits | 1 | LF | 1/1/2018 00:00:00 | POLE 130 | Mayport-Electric-Circuit 1 | PWD MAYPORT
MAYPOR-EL-CKT-1 | UMANV2000056 | UEM,Switch, FCD-766, Pole Mounted, Disconnect, 25,000 VOLT, Air | J10 - Electric Utilities | J1030 - Distribution | J1030150 - Circuits | 1 | LF | 1/1/2018 00:00:00 | POLE 126 | Mayport-Electric-Circuit 1 | PWD MAYPORT
MAYPOR-EL-CKT-1 | UMANV2000057 | UEM,Switch, FCD-892, Pole Mounted, Disconnect, 25,000 VOLT, Air | J10 - Electric Utilities | J1030 - Distribution | J1030150 - Circuits | 1 | LF | 1/1/2018 00:00:00 | NO ID ON POLE | Mayport-Electric-Circuit 1 | PWD MAYPORT
MAYPOR-EL-CKT-1 | UMANV2000058 | UEM,Switch, FCD-762, Pole Mounted, Disconnect, 25,000 VOLT, Air | J10 - Electric Utilities | J1030 - Distribution | J1030150 - Circuits | 1 | LF | 1/1/2018 00:00:00 | POLE 122 | Mayport-Electric-Circuit 1 | PWD MAYPORT
MAYPOR-EL-CKT-1 | UMANV2000059 | UEM,Switch, FCD-896, Pole Mounted, Disconnect, 25,000 VOLT, Air | J10 - Electric Utilities | J1030 - Distribution | J1030150 - Circuits | 1 | LF | 1/1/2018 00:00:00 | POLE 60 | Mayport-Electric-Circuit 1 | PWD MAYPORT
MAYPOR-EL-CKT-1 | UMANV2000060 | UEM,Switch, FCD-898, Pole Mounted, Disconnect, 25,000 VOLT, Air | J10 - Electric Utilities | J1030 - Distribution | J1030150 - Circuits | 1 | LF | 1/1/2018 00:00:00 | POLE 64 | Mayport-Electric-Circuit 1 | PWD MAYPORT
MAYPOR-EL-CKT-1 | UMANV2000061 | UEM,Switch, FCD-758, Pole Mounted, Disconnect, 25,000 VOLT, Air | J10 - Electric Utilities | J1030 - Distribution | J1030150 - Circuits | 1 | LF | 1/1/2018 00:00:00 | POLE 114 | Mayport-Electric-Circuit 1 | PWD MAYPORT
MAYPOR-EL-CKT-1 | UMANV2000062 | UEM,Switch, FCD-903, Pole Mounted, Disconnect, 25,000 VOLT, Air | J10 - Electric Utilities | J1030 - Distribution | J1030150 - Circuits | 1 | LF | 1/1/2018 00:00:00 | POLE 106 | Mayport-Electric-Circuit 1 | PWD MAYPORT
MAYPOR-EL-CKT-1 | UMANV2000063 | UEM,Switch, FCD-753, Pole Mounted, Disconnect, 25,000 VOLT, Air | J10 - Electric Utilities | J1030 - Distribution | J1030150 - Circuits | 1 | LF | 1/1/2018 00:00:00 | POLE 94 | Mayport-Electric-Circuit 1 | PWD MAYPORT
MAYPOR-EL-CKT-1 | UMANV2000064 | UEM,Switch, FCD-904A, Pole Mounted, Load Break, 25,000 VOLT, Air | J10 - Electric Utilities | J1030 - Distribution | J1030150 - Circuits | 1 | LF | 1/1/2018 00:00:00 | POLE 37 | Mayport-Electric-Circuit 1 | PWD MAYPORT
MAYPOR-EL-CKT-1 | UMANV2000065 | UEM,Switch, FCD-904B, Pole Mounted, Disconnect, 25,000 VOLT, Air | J10 - Electric Utilities | J1030 - Distribution | J1030150 - Circuits | 1 | LF | 1/1/2018 00:00:00 | POLE 37 | Mayport-Electric-Circuit 1 | PWD MAYPORT
MAYPOR-EL-CKT-1 | UMANV2000067 | UEM,Switch, FCD-2285, Pole Mounted, Disconnect, 25,000 VOLT, Air | J10 - Electric Utilities | J1030 - Distribution | J1030150 - Circuits | 1 | LF | 1/1/2018 00:00:00 | POLE 84 | Mayport-Electric-Circuit 1 | PWD MAYPORT
MAYPOR-EL-CKT-1 | UMANV2000068 | UEM,Switch, FCD-937, Pole Mounted, Disconnect, 25,000 VOLT, Air | J10 - Electric Utilities | J1030 - Distribution | J1030150 - Circuits | 1 | LF | 1/1/2018 00:00:00 | NO ID ON POLE | Mayport-Electric-Circuit 1 | PWD MAYPORT
MAYPOR-EL-CKT-1 | UMANV2000069 | UEM,Switch, FCD-939, Pole Mounted, Disconnect, 25,000 VOLT, Air | J10 - Electric Utilities | J1030 - Distribution | J1030150 - Circuits | 1 | LF | 1/1/2018 00:00:00 | POLE 12 | Mayport-Electric-Circuit 1 | PWD MAYPORT
MAYPOR-EL-CKT-1 | UMANV2000070 | UEM,Switch, FCD-922, Pole Mounted, Disconnect, 25,000 VOLT, Air | J10 - Electric Utilities | J1030 - Distribution | J1030150 - Circuits | 1 | LF | 1/1/2018 00:00:00 | POLE 50 | Mayport-Electric-Circuit 1 | PWD MAYPORT
MAYPOR-EL-CKT-1 | UMANV2000071 | UEM,Switch, FCD-924, Pole Mounted, Disconnect, 25,000 VOLT, Air | J10 - Electric Utilities | J1030 - Distribution | J1030150 - Circuits | 1 | LF | 1/1/2018 00:00:00 | POLE 59 | Mayport-Electric-Circuit 1 | PWD MAYPORT
MAYPOR-EL-CKT-1 | UMANV2000072 | UEM,Switch, FCD-967, Pole Mounted, Disconnect, 25,000 VOLT, Air | J10 - Electric Utilities | J1030 - Distribution | J1030150 - Circuits | 1 | LF | 1/1/2018 00:00:00 | POLE 10 | Mayport-Electric-Circuit 1 | PWD MAYPORT
MAYPOR-EL-CKT-1 | UMANV2000073 | UEM,Switch, FCD-970, Pole Mounted, Disconnect, 25,000 VOLT, Air | J10 - Electric Utilities | J1030 - Distribution | J1030150 - Circuits | 1 | LF | 1/1/2018 00:00:00 | POLE 58 | Mayport-Electric-Circuit 1 | PWD MAYPORT
MAYPOR-EL-CKT-1 | UMANV2000074 | UEM,Switch, FCD-972, Pole Mounted, Disconnect, 25,000 VOLT, Air | J10 - Electric Utilities | J1030 - Distribution | J1030150 - Circuits | 1 | LF | 1/1/2018 00:00:00 | POLE 62 | Mayport-Electric-Circuit 1 | PWD MAYPORT
MAYPOR-EL-CKT-1 | UMANV2000075 | UEM,Switch, FCD-974, Pole Mounted, Disconnect, 25,000 VOLT, Air | J10 - Electric Utilities | J1030 - Distribution | J1030150 - Circuits | 1 | LF | 1/1/2018 00:00:00 | POLE 66 | Mayport-Electric-Circuit 1 | PWD MAYPORT
MAYPOR-EL-CKT-1 | UMANV2000076 | UEM,Switch, FCD-976, Pole Mounted, Disconnect, 25,000 VOLT, Air | J10 - Electric Utilities | J1030 - Distribution | J1030150 - Circuits | 1 | LF | 1/1/2018 00:00:00 | POLE 74 | Mayport-Electric-Circuit 1 | PWD MAYPORT
MAYPOR-EL-CKT-1 | UMANV2000077 | UEM,Switch, FCD-978, Pole Mounted, Disconnect, 25,000 VOLT, Air | J10 - Electric Utilities | J1030 - Distribution | J1030150 - Circuits | 1 | LF | 1/1/2018 00:00:00 | POLE 10 | Mayport-Electric-Circuit 1 | PWD MAYPORT
MAYPOR-EL-CKT-1 | UMANV2000078 | UEM,Switch, FCD-930, Pole Mounted, Disconnect, 25,000 VOLT, Air | J10 - Electric Utilities | J1030 - Distribution | J1030150 - Circuits | 1 | LF | 1/1/2018 00:00:00 | POLE 66 | Mayport-Electric-Circuit 1 | PWD MAYPORT
MAYPOR-EL-CKT-1 | UMANV2000079 | UEM,Switch, FCD-982, Pole Mounted, Disconnect, 35,000 VOLT, Air | J10 - Electric Utilities | J1030 - Distribution | J1030150 - Circuits | 1 | LF | 1/1/2018 00:00:00 | POLE 65 | Mayport-Electric-Circuit 1 | PWD MAYPORT
MAYPOR-EL-CKT-1 | UMANV2000080 | UEM,Switch, FCD-986, Pole Mounted, Disconnect, 25,000 VOLT, Air | J10 - Electric Utilities | J1030 - Distribution | J1030150 - Circuits | 1 | LF | 1/1/2018 00:00:00 | POLE 22 | Mayport-Electric-Circuit 1 | PWD MAYPORT
MAYPOR-EL-CKT-1 | UMANV2000081 | UEM,Switch, FCD-990, Pole Mounted, Disconnect, 25,000 VOLT, Air | J10 - Electric Utilities | J1030 - Distribution | J1030150 - Circuits | 1 | LF | 1/1/2018 00:00:00 | POLE 30 | Mayport-Electric-Circuit 1 | PWD MAYPORT
MAYPOR-EL-CKT-1 | UMANV2000082 | UEM,Switch, FCD-960, Pole Mounted, Disconnect, 25,000 VOLT, Air | J10 - Electric Utilities | J1030 - Distribution | J1030150 - Circuits | 1 | LF | 1/1/2018 00:00:00 | POLE 63 | Mayport-Electric-Circuit 1 | PWD MAYPORT
MAYPOR-EL-CKT-1 | UMANV2000083 | UEM,Switch, FCD-959, Pole Mounted, Disconnect, 25,000 VOLT, Air | J10 - Electric Utilities | J1030 - Distribution | J1030150 - Circuits | 1 | LF | 1/1/2018 00:00:00 | POLE 27 | Mayport-Electric-Circuit 1 | PWD MAYPORT
MAYPOR-EL-CKT-1 | UMANV2000084 | UEM,Switch, FCD-954, Pole Mounted, Disconnect, 25,000 VOLT, Air | J10 - Electric Utilities | J1030 - Distribution | J1030150 - Circuits | 1 | LF | 1/1/2018 00:00:00 | POLE 49 (4 IS WORN OUT) | Mayport-Electric-Circuit 1 | PWD MAYPORT
MAYPOR-EL-CKT-1 | UMANV2000085 | UEM,Switch, FCD-945, Pole Mounted, Disconnect, 25,000 VOLT, Air | J10 - Electric Utilities | J1030 - Distribution | J1030150 - Circuits | 1 | LF | 1/1/2018 00:00:00 | POLE 51 | Mayport-Electric-Circuit 1 | PWD MAYPORT
MAYPOR-EL-CKT-1 | UMANV2000086 | UEM,Switch, FCD-943, Pole Mounted, Disconnect, 25,000 VOLT, Air | J10 - Electric Utilities | J1030 - Distribution | J1030150 - Circuits | 1 | LF | 1/1/2018 00:00:00 | POLE 26 | Mayport-Electric-Circuit 1 | PWD MAYPORT
MAYPOR-EL-CKT-1 | UMANV2000087 | UEM,Switch, FCD-948, Pole Mounted, Disconnect, 25,000 VOLT, Air | J10 - Electric Utilities | J1030 - Distribution | J1030150 - Circuits | 1 | LF | 1/1/2018 00:00:00 | POLE 34 | Mayport-Electric-Circuit 1 | PWD MAYPORT
MAYPOR-EL-CKT-1 | UMANV2000088 | UEM,Switch, NC-100T-809, Pole Mounted, Disconnect, 25,000 VOLT, Air | J10 - Electric Utilities | J1030 - Distribution | J1030150 - Circuits | 1 | LF | 1/1/2018 00:00:00 | NO ID ON POLE, SOUTHWEST OF 809 | Mayport-Electric-Circuit 1 | PWD MAYPORT
MAYPOR-EL-CKT-1 | UMANV2000089 | UEM,Switch, NC-100T-801, Pole Mounted, Disconnect, 25,000 VOLT, Air | J10 - Electric Utilities | J1030 - Distribution | J1030150 - Circuits | 1 | LF | 1/1/2018 00:00:00 | POLE 18, NORTHEAST OF 801 | Mayport-Electric-Circuit 1 | PWD MAYPORT
MAYPOR-EL-CKT-1 | UMANV2000090 | UEM,Switch, NC-100T-777, Pole Mounted, Disconnect, 25,000 VOLT, Air | J10 - Electric Utilities | J1030 - Distribution | J1030150 - Circuits | 1 | LF | 1/1/2018 00:00:00 | POLE 43, BETWEEN DRIVEWAYS OF 777 AND 779 | Mayport-Electric-Circuit 1 | PWD MAYPORT
MAYPOR-EL-CKT-1 | UMANV2000091 | UEM,Switch, NC-100T-837, Pole Mounted, Disconnect, 25,000 VOLT, Air | J10 - Electric Utilities | J1030 - Distribution | J1030150 - Circuits | 1 | LF | 1/1/2018 00:00:00 | POLE 87, SOUTHWEST OF 837 | Mayport-Electric-Circuit 1 | PWD MAYPORT
MAYPOR-EL-CKT-1 | UMANV2000092 | UEM,Switch, NC-100T-844, Pole Mounted, Disconnect, 25,000 VOLT, Air | J10 - Electric Utilities | J1030 - Distribution | J1030150 - Circuits | 1 | LF | 1/1/2018 00:00:00 | POLE 100, ACROSS ST (EAST SIDE) OF 844 | Mayport-Electric-Circuit 1 | PWD MAYPORT
MAYPOR-EL-CKT-1 | UMANV2000093 | UEM,Switch, NC-100T-877, Pole Mounted, Disconnect, 25,000 VOLT, Air | J10 - Electric Utilities | J1030 - Distribution | J1030150 - Circuits | 1 | LF | 1/1/2018 00:00:00 | POLE 27, NORTHEAST (ACROSS STREET) FROM 877 | Mayport-Electric-Circuit 1 | PWD MAYPORT
MAYPOR-EL-CKT-1 | UMANV2000094 | UEM,Switch, NC-100T-869, Pole Mounted, Disconnect, 25,000 VOLT, Air | J10 - Electric Utilities | J1030 - Distribution | J1030150 - Circuits | 1 | LF | 1/1/2018 00:00:00 | POLE 51, WEST OF 869 | Mayport-Electric-Circuit 1 | PWD MAYPORT
MAYPOR-EL-CKT-1 | UMANV2000095 | UEM,Switch, NC-100T-888, Pole Mounted, Disconnect, 25,000 VOLT, Air | J10 - Electric Utilities | J1030 - Distribution | J1030150 - Circuits | 1 | LF | 1/1/2018 00:00:00 | POLE 48, EAST OF 888 | Mayport-Electric-Circuit 1 | PWD MAYPORT
MAYPOR-EL-CKT-1 | UMANV2000096 | UEM,Switch, NC-100T-866, Pole Mounted, Disconnect, 25,000 VOLT, Air | J10 - Electric Utilities | J1030 - Distribution | J1030150 - Circuits | 1 | LF | 1/1/2018 00:00:00 | POLE 45, FRONT YARD (SOUTHEAST) OF 866 | Mayport-Electric-Circuit 1 | PWD MAYPORT
MAYPOR-EL-CKT-1 | UMANV2000097 | UEM,Switch, NC-1007-772, Pole Mounted, Disconnect, 25,000 VOLT, Air | J10 - Electric Utilities | J1030 - Distribution | J1030150 - Circuits | 1 | LF | 1/1/2018 00:00:00 | POLE 138, FRONTYARD (WEST) OF 772 | Mayport-Electric-Circuit 1 | PWD MAYPORT
MAYPOR-EL-CKT-1 | UMANV2000098 | UEM,Switch, NC-100T-750, Pole Mounted, Disconnect, 25,000 VOLT, Air | J10 - Electric Utilities | J1030 - Distribution | J1030150 - Circuits | 1 | LF | 1/1/2018 00:00:00 | POLE 90, FRONT (NORTH) OF 750 | Mayport-Electric-Circuit 1 | PWD MAYPORT
MAYPOR-EL-CKT-1 | UMANV2000099 | UEM,Switch, NC-100T-748, Pole Mounted, Disconnect, 25,000 VOLT, Air | J10 - Electric Utilities | J1030 - Distribution | J1030150 - Circuits | 1 | LF | 1/1/2018 00:00:00 | POLE 82, FRONT (NORTH) OF 748 | Mayport-Electric-Circuit 1 | PWD MAYPORT
MAYPOR-EL-CKT-1 | UMANV2000100 | UEM,Switch, NC-100T-904, Pole Mounted, Disconnect, 25,000 VOLT, Air | J10 - Electric Utilities | J1030 - Distribution | J1030150 - Circuits | 1 | LF | 1/1/2018 00:00:00 | POLE 37 BEHIND (SOUTHEAST) OF 904 | Mayport-Electric-Circuit 1 | PWD MAYPORT
MAYPOR-EL-CKT-1 | UMANV2000101 | UEM,Switch, NC-100T-2285A, Pole Mounted, Disconnect, 25,000 VOLT, Air | J10 - Electric Utilities | J1030 - Distribution | J1030150 - Circuits | 1 | LF | 1/1/2018 00:00:00 | POLE 87, NORTHWEST OF 2285 | Mayport-Electric-Circuit 1 | PWD MAYPORT
MAYPOR-EL-CKT-1 | UMANV2000102 | UEM,Switch, NC-100T-2285B, Pole Mounted, Disconnect, 25,000 VOLT, Air | J10 - Electric Utilities | J1030 - Distribution | J1030150 - Circuits | 1 | LF | 1/1/2018 00:00:00 | POLE 84, NORTHWEST (ACROSS STREET) OF 2285 | Mayport-Electric-Circuit 1 | PWD MAYPORT
MAYPOR-EL-CKT-1 | UMANV2000103 | UEM,Switch, NC-100T-935, Pole Mounted, Disconnect, 25,000 VOLT, Air | J10 - Electric Utilities | J1030 - Distribution | J1030150 - Circuits | 1 | LF | 1/1/2018 00:00:00 | POLE 4, NORTHEAST OF 935 | Mayport-Electric-Circuit 1 | PWD MAYPORT
MAYPOR-EL-CKT-1 | UMANV2000104 | UEM,Switch, NC-100T-922, Pole Mounted, Disconnect, 25,000 VOLT, Air | J10 - Electric Utilities | J1030 - Distribution | J1030150 - Circuits | 1 | LF | 1/1/2018 00:00:00 | POLE 46 (4 IS WORN), NORTHEAST OF 922 | Mayport-Electric-Circuit 1 | PWD MAYPORT
MAYPOR-EL-CKT-1 | UMANV2000105 | UEM,Switch, NC-100T-942, Pole Mounted, Disconnect, 25,000 VOLT, Air | J10 - Electric Utilities | J1030 - Distribution | J1030150 - Circuits | 1 | LF | 1/1/2018 00:00:00 | POLE 22, ACROSS STREET (SOUTH) OF 942 | Mayport-Electric-Circuit 1 | PWD MAYPORT
MAYPOR-EL-CKT-1 | UMANV2000106 | UEM,Switch, NC-100T-978, Pole Mounted, Disconnect, 25,000 VOLT, Air | J10 - Electric Utilities | J1030 - Distribution | J1030150 - Circuits | 1 | LF | 1/1/2018 00:00:00 | POLE 10, OUTSIDE (NORTH) OF 978 | Mayport-Electric-Circuit 1 | PWD MAYPORT
MAYPOR-EL-CKT-1 | UMANV2000107 | UEM,Switch, NC-100T-39, Pole Mounted, Disconnect, 25,000 VOLT, Air | J10 - Electric Utilities | J1030 - Distribution | J1030150 - Circuits | 1 | LF | 1/1/2018 00:00:00 | POLE 39 NORTH OF MOALE AVE ADJACENT TO GOLF COURSE | Mayport-Electric-Circuit 1 | PWD MAYPORT
MAYPOR-EL-CKT-1 | UMANV2000108 | UEM,Transformer, T-136, Distribution - Pole Mounted Type, Pole Mounted, 75.0 KVA, Oil Immersed | J10 - Electric Utilities | J1030 - Distribution | J1030150 - Circuits | 1 | LF | 1/1/2016 00:00:00 | POLE 116 MOALE AVE | Mayport-Electric-Circuit 1 | PWD MAYPORT
MAYPOR-EL-CKT-1 | UMANV2000109 | UEM,Switch, FCD-2541, Pole Mounted, Disconnect, 25,000 VOLT, Air | J10 - Electric Utilities | J1030 - Distribution | J1030150 - Circuits | 1 | LF | 1/1/2018 00:00:00 | POLE 116 | Mayport-Electric-Circuit 1 | PWD MAYPORT
MAYPOR-EL-CKT-1 | UMANV2000113 | UEM,Enclosure, SW-601, Sectionalizing Cabinet | J10 - Electric Utilities | J1030 - Distribution | J1030150 - Circuits | 1 | LF | 1/1/1995 00:00:00 | SPLICE CABINET IN OFFICER HOUSING | Mayport-Electric-Circuit 1 | PWD MAYPORT
MAYPOR-EL-CKT-1 | UMANV2000114 | UEM,Enclosure, SW-610, Sectionalizing Cabinet | J10 - Electric Utilities | J1030 - Distribution | J1030150 - Circuits | 1 | LF | 1/1/1995 00:00:00 | SPLICE CABINET IN OFFICER HOUSING | Mayport-Electric-Circuit 1 | PWD MAYPORT
MAYPOR-EL-CKT-1 | UMANV2000115 | UEM,Enclosure, SW-624, Sectionalizing Cabinet | J10 - Electric Utilities | J1030 - Distribution | J1030150 - Circuits | 1 | LF | 1/1/1995 00:00:00 | SPLICE CABINET IN OFFICER HOUSING | Mayport-Electric-Circuit 1 | PWD MAYPORT
MAYPOR-EL-CKT-1 | UMANV2000116 | UEM,Enclosure, SW-626, Sectionalizing Cabinet | J10 - Electric Utilities | J1030 - Distribution | J1030150 - Circuits | 1 | LF | 1/1/1995 00:00:00 | SPLICE CABINET IN OFFICER HOUSING | Mayport-Electric-Circuit 1 | PWD MAYPORT
MAYPOR-EL-CKT-1 | UMANV2000117 | UEM,Transformer, T-190, Distribution, Pad Mounted, 75.0 KVA, Oil Immersed | J10 - Electric Utilities | J1030 - Distribution | J1030150 - Circuits | 1 | LF | 1/1/1995 00:00:00 |  | Mayport-Electric-Circuit 1 | PWD MAYPORT
MAYPOR-EL-CKT-1 | UMANV2000120 | UEM,Transformer, T-253-B, Distribution, Pole Mounted, 125.0 KVA, Oil Immersed | J10 - Electric Utilities | J1030 - Distribution | J1030150 - Circuits | 1 | LF | 1/1/1990 00:00:00 | OLD T-167 | Mayport-Electric-Circuit 1 | PWD MAYPORT
MAYPOR-EL-CKT-1 | UMANV2000121 | UEM,Transformer, T-253-C, Distribution, Pole Mounted, 125.0 KVA, Oil Immersed | J10 - Electric Utilities | J1030 - Distribution | J1030150 - Circuits | 1 | LF | 1/1/1990 00:00:00 | OLD T-167C | Mayport-Electric-Circuit 1 | PWD MAYPORT
MAYPOR-EL-CKT-1 | UMANV2000122 | UEM,Switch, F-160-100T, Pole Mounted, Disconnect, 25,000 VOLT, Air | J10 - Electric Utilities | J1030 - Distribution | J1030120 - Support Structures | 1 | EA | 1/1/1990 00:00:00 |  | Mayport-Electric-Circuit 1 | PWD MAYPORT
MAYPOR-EL-CKT-1 | UMANV2000123 | UEM,Switch, RF-165-100T, Pole Mounted, Disconnect, 25,000 VOLT, Air | J10 - Electric Utilities | J1020 - Transmission | J1020150 - Circuits | 1 | LF | 1/1/1995 00:00:00 |  | Mayport-Electric-Circuit 1 | PWD MAYPORT
MAYPOR-EL-CKT-1 | UMANV2000124 | UEM,Switch, FCD-145, Pole Mounted, Disconnect, 25,000 VOLT, Air | J10 - Electric Utilities | J1020 - Transmission | J1020150 - Circuits | 1 | LF | 1/1/1995 00:00:00 |  | Mayport-Electric-Circuit 1 | PWD MAYPORT
MAYPOR-EL-CKT-1 | UMANV2000125 | UEM,Switch, NC-100T-74, Pole Mounted, Disconnect, 25,000 VOLT, Air | J10 - Electric Utilities | J1030 - Distribution | J1030150 - Circuits | 1 | LF | 1/1/1995 00:00:00 | POLE 74 | Mayport-Electric-Circuit 1 | PWD MAYPORT
MAYPOR-EL-CKT-1 | UMANV2000129 | UEM,Enclosure, SW-612, Sectionalizing Cabinet | J10 - Electric Utilities | J1030 - Distribution | J1030150 - Circuits | 1 | LF | 1/1/1995 00:00:00 | SW-612 - Officer Housing - SPLICE CABINET | Mayport-Electric-Circuit 1 | PWD MAYPORT
MAYPOR-EL-CKT-1 | UMANV2000130 | UEM,Enclosure, SW-614, Sectionalizing Cabinet | J10 - Electric Utilities | J1030 - Distribution | J1030150 - Circuits | 1 | LF | 1/1/1995 00:00:00 | SPLICE CABINET IN OFFICER HOUSING | Mayport-Electric-Circuit 1 | PWD MAYPORT
MAYPOR-EL-CKT-1 | UMANV2000131 | UEM,Enclosure, SW-357, Enclosure | J10 - Electric Utilities | J1030 - Distribution | J1030150 - Circuits | 1 | LF | 1/1/1995 00:00:00 | Airfield side of B-3 | Mayport-Electric-Circuit 1 | PWD MAYPORT
MAYPOR-EL-CKT-2 | A121293 | UEM,Switch, SW-J-10, Pad Mounted, Sectionalizing, 35,000 VOLT, SF6 | J10 - Electric Utilities | J1030 - Distribution | J1030150 - Circuits | 1 | LF | 1/1/1990 00:00:00 | SWITCH 10 - 290 BAILEY AVE | Mayport-Electric-Circuit 2 | PWD MAYPORT
MAYPOR-EL-CKT-2 | A121329 | UEM,Switch, POLE-134 MAIN ST, Pole Mounted, Tie, 35,000 VOLT, Air | J10 - Electric Utilities | J1030 - Distribution | J1030150 - Circuits | 1 | LF | 1/1/1990 00:00:00 | SWITCH 134-POLE MOUNTED HOOK SWITCH -134 MAIN ST | Mayport-Electric-Circuit 2 | PWD MAYPORT
MAYPOR-EL-CKT-2 | A121331 | UEM,Switch, SW-O-15, Pad Mounted, Sectionalizing, 35,000 VOLT, Oil | J10 - Electric Utilities | J1030 - Distribution | J1030150 - Circuits | 1 | LF | 1/1/2018 00:00:00 | SWITCH 15 - 251 BALTIMORE AVE | Mayport-Electric-Circuit 2 | PWD MAYPORT
MAYPOR-EL-CKT-2 | A121332 | UEM,Enclosure, SW-16, Enclosure | J10 - Electric Utilities | J1030 - Distribution | J1030150 - Circuits | 1 | LF | 1/1/2015 00:00:00 | SWITCH 16 - 253 BALTIMORE AVE | Mayport-Electric-Circuit 2 | PWD MAYPORT
MAYPOR-EL-CKT-2 | A121335 | UEM,Switch, SW-U-19, Pad Mounted, Sectionalizing, 35,000 VOLT, Oil | J10 - Electric Utilities | J1030 - Distribution | J1030150 - Circuits | 1 | LF | 1/1/2019 00:00:00 | SWITCH 19 - 351 BON HOMME RICHARD ST | Mayport-Electric-Circuit 2 | PWD MAYPORT
MAYPOR-EL-CKT-2 | A121347 | UEM,Switch, SW-C-3, Pad Mounted, Sectionalizing, 35,000 VOLT, SF6 | J10 - Electric Utilities | J1030 - Distribution | J1030150 - Circuits | 1 | LF | 1/1/1990 00:00:00 | SWITCH 3 - 91 BALTIMORE AVE | Mayport-Electric-Circuit 2 | PWD MAYPORT
MAYPOR-EL-CKT-2 | A121364 | UEM,Switch, SW-T-48, Pad Mounted, Sectionalizing, 35,000 VOLT, SF6 | J10 - Electric Utilities | J1030 - Distribution | J1030150 - Circuits | 1 | LF | 1/1/2006 00:00:00 | SWITCH 48 - 301 BON HOMME RICHARD ST | Mayport-Electric-Circuit 2 | PWD MAYPORT
MAYPOR-EL-CKT-2 | A121365 | UEM,Switch, SW-R-49, Pad Mounted, Sectionalizing, 35,000 VOLT, SF6 | J10 - Electric Utilities | J1030 - Distribution | J1030150 - Circuits | 1 | LF | 1/1/1990 00:00:00 | SWITCH 49 - 293 BALTIMORE AVE | Mayport-Electric-Circuit 2 | PWD MAYPORT
MAYPOR-EL-CKT-2 | A121366 | UEM,Switch, SW-E-5, Pad Mounted, Sectionalizing, 35,000 VOLT, SF6 | J10 - Electric Utilities | J1030 - Distribution | J1030150 - Circuits | 1 | LF | 1/1/1990 00:00:00 | SWITCH 5 - 186 MASSEY AVE | Mayport-Electric-Circuit 2 | PWD MAYPORT
MAYPOR-EL-CKT-2 | A121367 | UEM,Switch, SW-X-51, Pad Mounted, Sectionalizing, 35,000 VOLT, SF6 | J10 - Electric Utilities | J1030 - Distribution | J1030150 - Circuits | 1 | LF | 1/1/1996 00:00:00 | SWITCH 51 - 263 BON HOMME RICHARD ST | Mayport-Electric-Circuit 2 | PWD MAYPORT
MAYPOR-EL-CKT-2 | A121368 | UEM,Switch, SW-Y-52, Pad Mounted, Sectionalizing, 35,000 VOLT, SF6 | J10 - Electric Utilities | J1030 - Distribution | J1030150 - Circuits | 1 | LF | 1/1/1996 00:00:00 | SWITCH 52 - 193 BON HOMME RICHARD ST | Mayport-Electric-Circuit 2 | PWD MAYPORT
MAYPOR-EL-CKT-2 | A121369 | UEM,Switch, SW-53-AA, Pad Mounted, Sectionalizing, 35,000 VOLT, SF6 | J10 - Electric Utilities | J1030 - Distribution | J1030150 - Circuits | 1 | LF | 1/1/1996 00:00:00 | SWITCH 53 - NEAR BLDG. 2480 - 143 BON HOMME RICHARD ST | Mayport-Electric-Circuit 2 | PWD MAYPORT
MAYPOR-EL-CKT-2 | A121370 | UEM,Switch, SW-Z-54, Pad Mounted, Sectionalizing, 35,000 VOLT, SF6 | J10 - Electric Utilities | J1030 - Distribution | J1030150 - Circuits | 1 | LF | 1/1/1996 00:00:00 | SWITCH 54 - 270 BAILEY AVE | Mayport-Electric-Circuit 2 | PWD MAYPORT
MAYPOR-EL-CKT-2 | A121372 | UEM,Switch, SW-CC-56, Pad Mounted, Sectionalizing, 35,000 VOLT, SF6 | J10 - Electric Utilities | J1030 - Distribution | J1030150 - Circuits | 1 | LF | 1/1/1996 00:00:00 | SWITCH 56 - 112 MASSEY AVE | Mayport-Electric-Circuit 2 | PWD MAYPORT
MAYPOR-EL-CKT-2 | A121376 | UEM,Switch, SW-F-6, Pad Mounted, Sectionalizing, 35,000 VOLT, SF6 | J10 - Electric Utilities | J1030 - Distribution | J1030150 - Circuits | 1 | LF | 1/1/1990 00:00:00 | SWITCH 6 - 111 BALTIMORE AVE | Mayport-Electric-Circuit 2 | PWD MAYPORT
MAYPOR-EL-CKT-2 | A121377 | UEM,Switch, SW-55-BB, Pad Mounted, Sectionalizing, 35,000 VOLT, SF6 | J10 - Electric Utilities | J1030 - Distribution | J1030150 - Circuits | 1 | LF | 1/1/1990 00:00:00 | SWITCH 55 - 146 MASSEY AVE | Mayport-Electric-Circuit 2 | PWD MAYPORT
MAYPOR-EL-CKT-2 | A121388 | UEM,Switch, SW-H-8, Pad Mounted, Sectionalizing, 35,000 VOLT, SF6 | J10 - Electric Utilities | J1030 - Distribution | J1030150 - Circuits | 1 | LF | 1/1/1991 00:00:00 | MYP-SWITCH 8-QUADRANT 2L-171 BALTIMORE AVE | Mayport-Electric-Circuit 2 | PWD MAYPORT
MAYPOR-EL-CKT-2 | A121400 | UEM,Switch, SW-I-9, Pad Mounted, Sectionalizing, 35,000 VOLT, SF6 | J10 - Electric Utilities | J1030 - Distribution | J1030150 - Circuits | 1 | LF | 1/1/1991 00:00:00 | SWITCH 9 - 191 BALTIMORE AVE | Mayport-Electric-Circuit 2 | PWD MAYPORT
MAYPOR-EL-CKT-2 | A121424 | UEM,Transformer, T-113, Distribution - Padmount Type, Pad Mounted, 112.5 KVA, Oil Immersed | J10 - Electric Utilities | J1030 - Distribution | J1030150 - Circuits | 1 | LF | 1/1/1996 00:00:00 | MYP-PAD MOUNT TRANSFORMER 112.5KVA-QUADRANT 2O-113 MASSEY AVE | Mayport-Electric-Circuit 2 | PWD MAYPORT
MAYPOR-EL-CKT-2 | A121439 | UEM,Transformer, T-132, Distribution - Padmount Type, Pad Mounted, 300.0 KVA, Oil Immersed | J10 - Electric Utilities | J1030 - Distribution | J1030150 - Circuits | 1 | LF | 1/1/2015 00:00:00 | MYP-PAD MOUNT TRANSFORMER 300KVA-QUADRANT 2O-132 MASSEY AVE | Mayport-Electric-Circuit 2 | PWD MAYPORT
MAYPOR-EL-CKT-2 | A121440 | UEM,Transformer, T-1320, Distribution - Padmount Type, Pad Mounted, 75.0 KVA, Oil Immersed | J10 - Electric Utilities | J1030 - Distribution | J1030150 - Circuits | 1 | LF | 1/1/1996 00:00:00 | MYP-PAD MOUNT TRANSFORMER 75KVA-QUADRANT 2K-1320 BON HOMME RICHARD ST | Mayport-Electric-Circuit 2 | PWD MAYPORT
MAYPOR-EL-CKT-2 | A121443 | UEM,Transformer, T-1334, Distribution - Padmount Type, Pad Mounted, 75.0 KVA, Oil Immersed | J10 - Electric Utilities | J1030 - Distribution | J1030150 - Circuits | 1 | LF | 1/1/2011 00:00:00 | MYP-PAD MOUNT TRANSFORMER 75KVA-QUADRANT 2K-1334 BON HOMME RICHARD ST | Mayport-Electric-Circuit 2 | PWD MAYPORT
MAYPOR-EL-CKT-2 | A121450 | UEM,Transformer, T-1358, Distribution - Padmount Type, Pad Mounted, 150.0 KVA, Oil Immersed | J10 - Electric Utilities | J1030 - Distribution | J1030150 - Circuits | 1 | LF | 3/1/2002 00:00:00 | MYP-PAD MOUNT TRANSFORMER 150KVA-QUADRANT 2P-1358 BALTIMORE AVE | Mayport-Electric-Circuit 2 | PWD MAYPORT
MAYPOR-EL-CKT-2 | A121451 | UEM,Transformer, T-1363, Distribution - Padmount Type, Pad Mounted, 1,000.0 KVA, Oil Immersed | J10 - Electric Utilities | J1030 - Distribution | J1030150 - Circuits | 1 | LF | 1/1/2014 00:00:00 | MYP-PAD MOUNT TRANSFORMER 1000KVA-QUADRANT 2O-1363 MASSEY AVE | Mayport-Electric-Circuit 2 | PWD MAYPORT
MAYPOR-EL-CKT-2 | A121452 | UEM,Transformer, T-1375, Distribution - Padmount Type, Pad Mounted, 150.0 KVA, Oil Immersed | J10 - Electric Utilities | J1030 - Distribution | J1030150 - Circuits | 1 | LF | 8/1/2003 00:00:00 | MYP-PAD MOUNT TRANSFORMER 150KVA-QUADRANT 2H-1375 BALTIMORE AVE | Mayport-Electric-Circuit 2 | PWD MAYPORT
MAYPOR-EL-CKT-2 | A121455 | UEM,Transformer, T-1388, Distribution, Pad Mounted, 750.0 KVA, Oil Immersed | J10 - Electric Utilities | J1030 - Distribution | J1030150 - Circuits | 1 | LF | 1/1/2017 00:00:00 | MYP-PAD MOUNT TRANSFORMER 750KVA-QUADRANT 2H-1388 BALTIMORE AVE | Mayport-Electric-Circuit 2 | PWD MAYPORT
MAYPOR-EL-CKT-2 | A121456 | UEM,Transformer, T-1391, Distribution, Pad Mounted, 1,000.0 KVA, Oil Immersed | J10 - Electric Utilities | J1030 - Distribution | J1030150 - Circuits | 1 | LF | 1/1/2012 00:00:00 | MYP-PAD MOUNT TRANSFORMER 300KVA-QUADRANT 2K-1391 BAILEY AVE | Mayport-Electric-Circuit 2 | PWD MAYPORT
MAYPOR-EL-CKT-2 | A121457 | UEM,Transformer, T-2491, Distribution, Pad Mounted, 300.0 KVA, Oil Immersed | J10 - Electric Utilities | J1030 - Distribution | J1030150 - Circuits | 1 | LF | 10/1/2019 00:00:00 | PAD MOUNT TRANSFORMER 300 KVA - 193 BON HOMME | Mayport-Electric-Circuit 2 | PWD MAYPORT
MAYPOR-EL-CKT-2 | A121458 | UEM,Transformer, T-1397, Distribution, Pad Mounted, 300.0 KVA, Oil Immersed | J10 - Electric Utilities | J1030 - Distribution | J1030150 - Circuits | 1 | LF | 1/1/1990 00:00:00 | MYP-PAD MOUNT TRANSFORMER 300KVA-QUADRANT 2O-1397 BON HOMME RICHARD ST | Mayport-Electric-Circuit 2 | PWD MAYPORT
MAYPOR-EL-CKT-2 | A121479 | UEM,Transformer, T-1523, Distribution, Pad Mounted, 75.0 KVA, Oil Immersed | J10 - Electric Utilities | J1030 - Distribution | J1030150 - Circuits | 1 | LF | 1/1/2003 00:00:00 | MYP-PAD MOUNT TRANSFORMER 75KVA-QUADRANT 2H-1523 BALTIMORE AVE | Mayport-Electric-Circuit 2 | PWD MAYPORT
MAYPOR-EL-CKT-2 | A121480 | UEM,Transformer, T-1538, Distribution, Pad Mounted, 150.0 KVA, Oil Immersed | J10 - Electric Utilities | J1030 - Distribution | J1030150 - Circuits | 1 | LF | 1/1/2018 00:00:00 | MYP-PAD MOUNT TRANSFORMER 150KVA-QUADRANT 2G-1538 BON HOMME RICHARD ST | Mayport-Electric-Circuit 2 | PWD MAYPORT
MAYPOR-EL-CKT-2 | A121485 | UEM,Transformer, T-1556, Distribution, Pad Mounted, 300.0 KVA, Oil Immersed | J10 - Electric Utilities | J1030 - Distribution | J1030150 - Circuits | 1 | LF | 1/1/2018 00:00:00 | MYP-PAD MOUNT TRANSFORMER 300KVA-QUADRANT 2H-1556 BALTIMORE AVE | Mayport-Electric-Circuit 2 | PWD MAYPORT
MAYPOR-EL-CKT-2 | A121488 | UEM,Transformer, T-1576, Distribution, Pad Mounted, 150.0 KVA, Oil Immersed | J10 - Electric Utilities | J1030 - Distribution | J1030150 - Circuits | 1 | LF | 1/1/2014 00:00:00 | MYP-PAD MOUNT TRANSFORMER 150KVA-QUADRANT 2P-1576 MASSEY AVE | Mayport-Electric-Circuit 2 | PWD MAYPORT
MAYPOR-EL-CKT-2 | A121489 | UEM,Transformer, T-1585, Distribution, Pad Mounted, 300.0 KVA, Oil Immersed | J10 - Electric Utilities | J1030 - Distribution | J1030150 - Circuits | 1 | LF | 1/1/2003 00:00:00 | MYP-PAD MOUNT TRANSFORMER 300KVA-QUADRANT 2L-1585 BALTIMORE AVE | Mayport-Electric-Circuit 2 | PWD MAYPORT
MAYPOR-EL-CKT-2 | A121490 | UEM,Transformer, T-1586, Distribution, Pad Mounted, 300.0 KVA, Oil Immersed | J10 - Electric Utilities | J1030 - Distribution | J1030150 - Circuits | 1 | LF | 8/1/2003 00:00:00 | MYP-PAD MOUNT TRANSFORMER 300KVA-QUADRANT 2K-1586 BALTIMORE AVE | Mayport-Electric-Circuit 2 | PWD MAYPORT
MAYPOR-EL-CKT-2 | A121491 | UEM,Transformer, T-1587, Distribution, Pad Mounted, 300.0 KVA, Oil Immersed | J10 - Electric Utilities | J1030 - Distribution | J1030150 - Circuits | 1 | LF | 1/1/1990 00:00:00 | MYP-PAD MOUNT TRANSFORMER 300KVA-QUADRANT 2K-1587 BALTIMORE AVE | Mayport-Electric-Circuit 2 | PWD MAYPORT
MAYPOR-EL-CKT-2 | A121492 | UEM,Transformer, T-1588, Distribution, Pad Mounted, 112.5 KVA, Oil Immersed | J10 - Electric Utilities | J1030 - Distribution | J1030150 - Circuits | 1 | LF | 1/1/1996 00:00:00 | MYP-PAD MOUNT TRANSFORMER 112.5KVA-QUADRANT 2K-1588 BAILEY AVE | Mayport-Electric-Circuit 2 | PWD MAYPORT
MAYPOR-EL-CKT-2 | A121510 | UEM,Transformer, T-1805, Distribution, Pad Mounted, 500.0 KVA, Oil Immersed | J10 - Electric Utilities | J1030 - Distribution | J1030150 - Circuits | 1 | LF | 1/1/2005 00:00:00 | MYP-PAD MOUNT TRANSFORMER 500KVA-QUADRANT 2H-1805 BALTIMORE AVE | Mayport-Electric-Circuit 2 | PWD MAYPORT
MAYPOR-EL-CKT-2 | A121512 | UEM,Transformer, T-1842, Distribution, Pad Mounted, 500.0 KVA, Oil Immersed | J10 - Electric Utilities | J1030 - Distribution | J1030150 - Circuits | 1 | LF | 1/1/2014 00:00:00 | MYP-PAD MOUNT TRANSFORMER 300KVA-QUADRANT 2L-1842 BALTIMORE AVE | Mayport-Electric-Circuit 2 | PWD MAYPORT
MAYPOR-EL-CKT-2 | A121515 | UEM,Transformer, T-1860, Distribution, Pad Mounted, 150.0 KVA, Oil Immersed | J10 - Electric Utilities | J1030 - Distribution | J1030150 - Circuits | 1 | LF | 1/1/1990 00:00:00 | MYP-PAD MOUNT TRANSFORMER 150KVA-QUADRANT 2L-1860 BALTIMORE AVE | Mayport-Electric-Circuit 2 | PWD MAYPORT
MAYPOR-EL-CKT-2 | A121518 | UEM,Transformer, T-1888, Distribution, Pad Mounted, 300.0 KVA, Oil Immersed | J10 - Electric Utilities | J1030 - Distribution | J1030150 - Circuits | 1 | LF | 1/1/2006 00:00:00 | MYP-PAD MOUNT TRANSFORMER 300KVA-QUADRANT 2H-1888 BALTIMORE AVE | Mayport-Electric-Circuit 2 | PWD MAYPORT
MAYPOR-EL-CKT-2 | A121525 | UEM,Transformer, T-1933, Distribution, Pad Mounted, 225.0 KVA, Oil Immersed | J10 - Electric Utilities | J1030 - Distribution | J1030150 - Circuits | 1 | LF | 1/1/1996 00:00:00 | PAD MOUNT TRANSFORMER 225KVA - 1933 BAILEY AVE | Mayport-Electric-Circuit 2 | PWD MAYPORT
MAYPOR-EL-CKT-2 | A121526 | UEM,Transformer, T-1936, Distribution, Pad Mounted, 750.0 KVA, Oil Immersed | J10 - Electric Utilities | J1030 - Distribution | J1030150 - Circuits | 1 | LF | 1/1/2014 00:00:00 | PAD MOUNT TRANSFORMER 750KVA - 1936 BAILEY AVE | Mayport-Electric-Circuit 2 | PWD MAYPORT
MAYPOR-EL-CKT-2 | A121527 | UEM,Transformer, T-1941, Distribution, Pad Mounted, 150.0 KVA, Oil Immersed | J10 - Electric Utilities | J1030 - Distribution | J1030150 - Circuits | 1 | LF | 1/1/1996 00:00:00 | MYP-PAD MOUNT TRANSFORMER 150KVA-QUADRANT 2K-1941 BAILEY AVE | Mayport-Electric-Circuit 2 | PWD MAYPORT
MAYPOR-EL-CKT-2 | A121528 | UEM,Transformer, T-195, Distribution, Pad Mounted, 300.0 KVA, Oil Immersed | J10 - Electric Utilities | J1030 - Distribution | J1030150 - Circuits | 1 | LF | 1/1/2006 00:00:00 | PAD MOUNT TRANSFORMER 300KVA - 195 BALTIMORE AVE | Mayport-Electric-Circuit 2 | PWD MAYPORT
MAYPOR-EL-CKT-2 | A121529 | UEM,Transformer, T-1961, Distribution, Pad Mounted, 300.0 KVA, Oil Immersed | J10 - Electric Utilities | J1030 - Distribution | J1030150 - Circuits | 1 | LF | 1/1/2002 00:00:00 | PAD MOUNT TRANSFORMER 112.5KVA - 1961 BON HOMME RICHARD ST | Mayport-Electric-Circuit 2 | PWD MAYPORT
MAYPOR-EL-CKT-2 | A121530 | UEM,Transformer, T-1966, Distribution, Pad Mounted, 150.0 KVA, Oil Immersed | J10 - Electric Utilities | J1030 - Distribution | J1030150 - Circuits | 1 | LF | 1/1/1990 00:00:00 | PAD MOUNT TRANSFORMER 150KVA - 1966 BON HOMME RICHARD ST | Mayport-Electric-Circuit 2 | PWD MAYPORT
MAYPOR-EL-CKT-2 | A121531 | UEM,Transformer, T-1980, Distribution, Pad Mounted, 500.0 KVA, Oil Immersed | J10 - Electric Utilities | J1030 - Distribution | J1030150 - Circuits | 1 | LF | 1/1/2002 00:00:00 | PAD MOUNT TRANSFORMER 300KVA - 1980 BALTIMORE AVE | Mayport-Electric-Circuit 2 | PWD MAYPORT
MAYPOR-EL-CKT-2 | A121546 | UEM,Transformer, T-2194, Distribution, Pad Mounted, 2,000.0 KVA, Oil Immersed | J10 - Electric Utilities | J1030 - Distribution | J1030150 - Circuits | 1 | LF | 12/1/2003 00:00:00 | MYP-PAD MOUNT TRANSFORMER 2194-2K BON HOMNE RICHARD | Mayport-Electric-Circuit 2 | PWD MAYPORT
MAYPOR-EL-CKT-2 | A121550 | UEM,Transformer, T-225, Distribution, Pad Mounted, 300.0 KVA, Oil Immersed | J10 - Electric Utilities | J1030 - Distribution | J1030150 - Circuits | 1 | LF | 3/1/2000 00:00:00 | MYP-PAD MOUNT TRANSFORMER 300KVA-QUADRANT 2L-225 BALTIMORE AVE | Mayport-Electric-Circuit 2 | PWD MAYPORT
MAYPOR-EL-CKT-2 | A121563 | UEM,Transformer, T-242, Distribution, Pad Mounted, 150.0 KVA, Oil Immersed | J10 - Electric Utilities | J1030 - Distribution | J1030150 - Circuits | 1 | LF | 1/1/2006 00:00:00 | PAD MOUNT TRANSFORMER 225KVA - 242 MARSHAL COUCH LN | Mayport-Electric-Circuit 2 | PWD MAYPORT
MAYPOR-EL-CKT-2 | A121564 | UEM,Transformer, T-243, Distribution, Pad Mounted, 300.0 KVA, Oil Immersed | J10 - Electric Utilities | J1030 - Distribution | J1030150 - Circuits | 1 | LF | 4/1/2005 00:00:00 | MYP-PAD MOUNT TRANSFORMER 300KVA-QUADRANT 2L-243 BALTIMORE AVE | Mayport-Electric-Circuit 2 | PWD MAYPORT
MAYPOR-EL-CKT-2 | A121565 | UEM,Transformer, T-244, Distribution, Pad Mounted, 500.0 KVA, Oil Immersed | J10 - Electric Utilities | J1030 - Distribution | J1030150 - Circuits | 1 | LF | 1/1/2013 00:00:00 | PAD MOUNT TRANSFORMER 500KVA - 244 BALTIMORE AVE | Mayport-Electric-Circuit 2 | PWD MAYPORT
MAYPOR-EL-CKT-2 | A121566 | UEM,Transformer, T-245, Distribution, Pad Mounted, 750.0 KVA, Oil Immersed | J10 - Electric Utilities | J1030 - Distribution | J1030150 - Circuits | 1 | LF | 1/1/2005 00:00:00 | PAD MOUNT TRANSFORMER 750KVA - 245 BALTIMORE AVE | Mayport-Electric-Circuit 2 | PWD MAYPORT
MAYPOR-EL-CKT-2 | A121576 | UEM,Transformer, T-261, Distribution, Pad Mounted, 150.0 KVA, Oil Immersed | J10 - Electric Utilities | J1030 - Distribution | J1030150 - Circuits | 1 | LF | 1/1/2004 00:00:00 | MYP-PAD MOUNT TRANSFORMER 150KVA-QUADRANT 2L-261 BALTIMORE AVE | Mayport-Electric-Circuit 2 | PWD MAYPORT
MAYPOR-EL-CKT-2 | A121578 | UEM,Transformer, T-265, Distribution, Pad Mounted, 75.0 KVA, Oil Immersed | J10 - Electric Utilities | J1030 - Distribution | J1030150 - Circuits | 1 | LF | 1/1/2011 00:00:00 | MYP-PAD MOUNT TRANSFORMER 75KVA-QUADRANT 2O-265 MASSEY AVE | Mayport-Electric-Circuit 2 | PWD MAYPORT
MAYPOR-EL-CKT-2 | A121580 | UEM,Transformer, T-267, Distribution, Pad Mounted, 25.0 KVA, Oil Immersed | J10 - Electric Utilities | J1030 - Distribution | J1030150 - Circuits | 1 | LF | 3/1/2003 00:00:00 | MYP-PAD MOUNT TRANSFORMER 25KVA-QUADRANT 2L-267 MARSHAL COUCH LN | Mayport-Electric-Circuit 2 | PWD MAYPORT
MAYPOR-EL-CKT-2 | A121586 | UEM,Transformer, T-270-A, Distribution, Pad Mounted, 75.0 KVA, Oil Immersed | J10 - Electric Utilities | J1030 - Distribution | J1030150 - Circuits | 1 | LF | 1/1/2001 00:00:00 | MYP-PAD MOUNT TRANSFORMER 75KVA-QUADRANT 2L-270 BALTIMORE AVE | Mayport-Electric-Circuit 2 | PWD MAYPORT
MAYPOR-EL-CKT-2 | A121598 | UEM,Transformer, T-285, Distribution, Pad Mounted, 1,000.0 KVA, Oil Immersed | J10 - Electric Utilities | J1030 - Distribution | J1030150 - Circuits | 1 | LF | 1/1/1990 00:00:00 | MYP-PAD MOUNT TRANSFORMER 1000KVA-QUADRANT 2K-285 BON HOMME RICHARD ST | Mayport-Electric-Circuit 2 | PWD MAYPORT
MAYPOR-EL-CKT-2 | A121600 | UEM,Transformer, T-298, Distribution, Pad Mounted, 300.0 KVA, Oil Immersed | J10 - Electric Utilities | J1030 - Distribution | J1030150 - Circuits | 1 | LF | 1/1/2014 00:00:00 | MYP-PAD MOUNT TRANSFORMER 300KVA-QUADRANT 2P-298 BALTIMORE AVE | Mayport-Electric-Circuit 2 | PWD MAYPORT
MAYPOR-EL-CKT-2 | A121618 | UEM,Transformer, T-337, Distribution, Pad Mounted, 300.0 KVA, Oil Immersed | J10 - Electric Utilities | J1030 - Distribution | J1030150 - Circuits | 1 | LF | 1/1/1997 00:00:00 | MYP-PAD MOUNT TRANSFORMER 300KVA-QUADRANT 2L-337 BAILEY AVE | Mayport-Electric-Circuit 2 | PWD MAYPORT
MAYPOR-EL-CKT-2 | A121619 | UEM,Transformer, T-338, Distribution, Pad Mounted, 500.0 KVA, Oil Immersed | J10 - Electric Utilities | J1030 - Distribution | J1030150 - Circuits | 1 | LF | 1/1/1996 00:00:00 | MYP-PAD MOUNT TRANSFORMER 500KVA-QUADRANT 2L-338 BAILEY AVE | Mayport-Electric-Circuit 2 | PWD MAYPORT
MAYPOR-EL-CKT-2 | A121625 | UEM,Transformer, T-350, Distribution, Pad Mounted, 300.0 KVA, Oil Immersed | J10 - Electric Utilities | J1030 - Distribution | J1030150 - Circuits | 1 | LF | 1/1/2014 00:00:00 | MYP-PAD MOUNT TRANSFORMER 300KVA-QUADRANT 2P-350 BALTIMORE AVE | Mayport-Electric-Circuit 2 | PWD MAYPORT
MAYPOR-EL-CKT-2 | A121626 | UEM,Transformer, T-353, Distribution, Pad Mounted, 750.0 KVA, Oil Immersed | J10 - Electric Utilities | J1030 - Distribution | J1030150 - Circuits | 1 | LF | 1/1/2009 00:00:00 | OUTSIDE BLDG 354 FIRE TRAING AREA -QUADRANT 23H- | Mayport-Electric-Circuit 2 | PWD MAYPORT
MAYPOR-EL-CKT-2 | A121648 | UEM,Transformer, T-413, Distribution, Pad Mounted, 225.0 KVA, Oil Immersed | J10 - Electric Utilities | J1030 - Distribution | J1030150 - Circuits | 1 | LF | 1/1/2000 00:00:00 | MYP-PAD MOUNT TRANSFORMER 225KVA-QUADRANT 2H-413 BALTIMORE AVE | Mayport-Electric-Circuit 2 | PWD MAYPORT
MAYPOR-EL-CKT-2 | A121649 | UEM,Transformer, T-414, Distribution, Pad Mounted, 300.0 KVA, Oil Immersed | J10 - Electric Utilities | J1030 - Distribution | J1030150 - Circuits | 1 | LF | 1/1/2018 00:00:00 | MYP-PAD MOUNT TRANSFORMER 300KVA-QUADRANT 2O-414 MASSEY AVE | Mayport-Electric-Circuit 2 | PWD MAYPORT
MAYPOR-EL-CKT-2 | A121659 | UEM,Transformer, T-448, Distribution, Pad Mounted, 500.0 KVA, Oil Immersed | J10 - Electric Utilities | J1030 - Distribution | J1030150 - Circuits | 1 | LF | 4/1/2006 00:00:00 | MYP-PAD MOUNT TRANSFORMER 500KVA-QUADRANT 2K-448 BON HOMME RICHARD ST | Mayport-Electric-Circuit 2 | PWD MAYPORT
MAYPOR-EL-CKT-2 | A121661 | UEM,Transformer, T-451, Distribution, Pad Mounted, 300.0 KVA, Oil Immersed | J10 - Electric Utilities | J1030 - Distribution | J1030150 - Circuits | 1 | LF | 1/1/2011 00:00:00 | MYP-PAD MOUNT TRANSFORMER 300KVA-QUADRANT 2P-451 BALTIMORE AVE | Mayport-Electric-Circuit 2 | PWD MAYPORT
MAYPOR-EL-CKT-2 | A121664 | UEM,Transformer, T-460, Distribution, Pad Mounted, 750.0 KVA, Oil Immersed | J10 - Electric Utilities | J1030 - Distribution | J1030150 - Circuits | 1 | LF | 1/1/1996 00:00:00 | MYP-PAD MOUNT TRANSFORMER 750KVA-QUADRANT 2O-1460 BON HOMME RICHARD ST | Mayport-Electric-Circuit 2 | PWD MAYPORT
MAYPOR-EL-CKT-2 | S344187 | UEM,Switch, SW-B-2, Pad Mounted, Sectionalizing, 35,000 VOLT, Oil | J10 - Electric Utilities | J1030 - Distribution | J1030150 - Circuits | 1 | LF | 12/27/2019 00:00:00 | SWITCH 2 - 51 BALTIMORE AVE | Mayport-Electric-Circuit 2 | PWD MAYPORT
MAYPOR-EL-CKT-2 | S344577 | UEM,Switch, SW-M-13, Pad Mounted, Sectionalizing, 35,000 VOLT, Oil | J10 - Electric Utilities | J1030 - Distribution | J1030150 - Circuits | 1 | LF | 3/1/2019 00:00:00 | SWITCH 13 - 221 BALTIMORE AVE | Mayport-Electric-Circuit 2 | PWD MAYPORT
MAYPOR-EL-CKT-2 | S365716 | UEM,Electric Meter, M-2105, Delivery, 53952991 | J10 - Electric Utilities | J1030 - Distribution | J1030150 - Circuits | 1 | LF | 1/1/2012 00:00:00 | SOUTHWEST CORNER OF BLDG 2105 | Mayport-Electric-Circuit 2 | PWD MAYPORT
MAYPOR-EL-CKT-2 | S365718 | UEM,Electric Meter, M-460, Delivery, 53952992 | J10 - Electric Utilities | J1030 - Distribution | J1030150 - Circuits | 1 | LF | 1/1/2012 00:00:00 | B-460 NEX Mini Mart cold storage - north side of facility | Mayport-Electric-Circuit 2 | PWD MAYPORT
MAYPOR-EL-CKT-2 | S365720 | UEM,Electric Meter, M-1966A, Delivery, 146075554 | J10 - Electric Utilities | J1030 - Distribution | J1030150 - Circuits | 1 | LF | 1/1/2012 00:00:00 | Back of bldg 1966 ON STAND BY VAULTS | Mayport-Electric-Circuit 2 | PWD MAYPORT
MAYPOR-EL-CKT-2 | S365722 | UEM,Electric Meter, M-1966B, Delivery, 146075557 | J10 - Electric Utilities | J1030 - Distribution | J1030150 - Circuits | 1 | LF | 1/1/2012 00:00:00 | Back of BLDG 1966 Public works ON RACK NEXT TO VAULTS | Mayport-Electric-Circuit 2 | PWD MAYPORT
MAYPOR-EL-CKT-2 | S365738 | UEM,Electric Meter, M-267, Delivery, 36097415 | J10 - Electric Utilities | J1030 - Distribution | J1030150 - Circuits | 1 | LF | 1/1/2012 00:00:00 | CPO BATH HOUSE / ON W POLE BLDG-267 | Mayport-Electric-Circuit 2 | PWD MAYPORT
MAYPOR-EL-CKT-2 | S365765 | UEM,Electric Meter, M-1358, Delivery, 36097461 | J10 - Electric Utilities | J1030 - Distribution | J1030150 - Circuits | 1 | LF | 1/1/2012 00:00:00 | B-1358 MWR/Red Cross-east side of facility | Mayport-Electric-Circuit 2 | PWD MAYPORT
MAYPOR-EL-CKT-2 | S365766 | UEM,Electric Meter, M-299, Delivery, 36097464 | J10 - Electric Utilities | J1030 - Distribution | J1030150 - Circuits | 1 | LF | 1/1/2012 00:00:00 | BLDG-299 | Mayport-Electric-Circuit 2 | PWD MAYPORT
MAYPOR-EL-CKT-2 | S365767 | UEM,Electric Meter, M-1397B, Delivery, 36097465 | J10 - Electric Utilities | J1030 - Distribution | J1030150 - Circuits | 1 | LF | 1/1/2012 00:00:00 | B-1397 Subway inside facility | Mayport-Electric-Circuit 2 | PWD MAYPORT
MAYPOR-EL-CKT-2 | S365777 | UEM,Electric Meter, M-1405, Delivery, 36097466 | J10 - Electric Utilities | J1030 - Distribution | J1030150 - Circuits | 1 | LF | 1/1/2012 00:00:00 | BY WAREHOUSE SFT LIFT STATION #1405 | Mayport-Electric-Circuit 2 | PWD MAYPORT
MAYPOR-EL-CKT-2 | S365778 | UEM,Electric Meter, M-456, Delivery, 36097467 | J10 - Electric Utilities | J1030 - Distribution | J1030150 - Circuits | 1 | LF | 1/1/2012 00:00:00 | M456 BLDG-456 | Mayport-Electric-Circuit 2 | PWD MAYPORT
MAYPOR-EL-CKT-2 | S365779 | UEM,Electric Meter, M-351, Delivery, 36097478 | J10 - Electric Utilities | J1030 - Distribution | J1030150 - Circuits | 1 | LF | 1/1/2012 00:00:00 | ASR RADAR FOR NAF / RM 14A12 (DOGHOUSE) | Mayport-Electric-Circuit 2 | PWD MAYPORT
MAYPOR-EL-CKT-2 | S365783 | UEM,Electric Meter, M-2470, Delivery, 36097483 | J10 - Electric Utilities | J1030 - Distribution | J1030150 - Circuits | 1 | LF | 1/1/2012 00:00:00 | storage facility behind medical, on side of bldg | Mayport-Electric-Circuit 2 | PWD MAYPORT
MAYPOR-EL-CKT-2 | S365788 | UEM,Electric Meter, M-1397A, Delivery, 36097489 | J10 - Electric Utilities | J1030 - Distribution | J1030150 - Circuits | 1 | LF | 1/1/2012 00:00:00 | BLDG 1397 TACO STORE MECH ROOM | Mayport-Electric-Circuit 2 | PWD MAYPORT
MAYPOR-EL-CKT-2 | S365803 | UEM,Electric Meter, M-2527A, Delivery, 36097429 | J10 - Electric Utilities | J1030 - Distribution | J1030150 - Circuits | 1 | LF | 1/1/2012 00:00:00 | B-2527 LCS Trainer east side parking lot | Mayport-Electric-Circuit 2 | PWD MAYPORT
MAYPOR-EL-CKT-2 | S365804 | UEM,Electric Meter, M-460, Delivery, 36097530 | J10 - Electric Utilities | J1030 - Distribution | J1030150 - Circuits | 1 | LF | 1/1/2012 00:00:00 | POST OFFICE | Mayport-Electric-Circuit 2 | PWD MAYPORT
MAYPOR-EL-CKT-2 | S365806 | UEM,Electric Meter, M-460, Delivery, 36097571 | J10 - Electric Utilities | J1030 - Distribution | J1030150 - Circuits | 1 | LF | 1/1/2012 00:00:00 | POST OFFICE | Mayport-Electric-Circuit 2 | PWD MAYPORT
MAYPOR-EL-CKT-2 | S365810 | UEM,Electric Meter, M-337, Delivery, 36097579 | J10 - Electric Utilities | J1030 - Distribution | J1030150 - Circuits | 1 | LF | 1/1/2012 00:00:00 | BARRACKS BLDG-337 | Mayport-Electric-Circuit 2 | PWD MAYPORT
MAYPOR-EL-CKT-2 | S365817 | UEM,Electric Meter, M-1586, Delivery, 36097696 | J10 - Electric Utilities | J1030 - Distribution | J1030150 - Circuits | 1 | LF | 1/1/2012 00:00:00 | BEQ BACK OF BLDG SS 1586 | Mayport-Electric-Circuit 2 | PWD MAYPORT
MAYPOR-EL-CKT-2 | S365818 | UEM,Electric Meter, M-1391, Delivery, 36148574 | J10 - Electric Utilities | J1030 - Distribution | J1030150 - Circuits | 1 | LF | 1/1/2012 00:00:00 | GYMNASIUM EAST SIDE OF BUILDING | Mayport-Electric-Circuit 2 | PWD MAYPORT
MAYPOR-EL-CKT-2 | S365823 | UEM,Electric Meter, M-1469, Delivery, 36148188 | J10 - Electric Utilities | J1030 - Distribution | J1030150 - Circuits | 1 | LF | 1/1/2012 00:00:00 | BALLFIELD AREA SWG LIFT STATION BLDG 1469 | Mayport-Electric-Circuit 2 | PWD MAYPORT
MAYPOR-EL-CKT-2 | S365824 | UEM,Electric Meter, M-2096, Delivery, 36148189 | J10 - Electric Utilities | J1030 - Distribution | J1030150 - Circuits | 1 | LF | 1/1/2012 00:00:00 | Sec Twr H TRFRMER # 1538 | Mayport-Electric-Circuit 2 | PWD MAYPORT
MAYPOR-EL-CKT-2 | S365826 | UEM,Electric Meter, M-2527, Delivery, 36148196 | J10 - Electric Utilities | J1030 - Distribution | J1030150 - Circuits | 1 | LF | 1/1/2012 00:00:00 | bldg 2527/pole near road | Mayport-Electric-Circuit 2 | PWD MAYPORT
MAYPOR-EL-CKT-2 | S365852 | UEM,Electric Meter, M-460, Delivery, 36148269 | J10 - Electric Utilities | J1030 - Distribution | J1030150 - Circuits | 1 | LF | 1/1/2012 00:00:00 | mech room inside 460/NFCU | Mayport-Electric-Circuit 2 | PWD MAYPORT
MAYPOR-EL-CKT-2 | S365862 | UEM,Electric Meter, M-2062, Delivery, 36148316 | J10 - Electric Utilities | J1030 - Distribution | J1030150 - Circuits | 1 | LF | 1/1/2012 00:00:00 | BLDG. 2062 TRSFRMR 270C | Mayport-Electric-Circuit 2 | PWD MAYPORT
MAYPOR-EL-CKT-2 | S365868 | UEM,Electric Meter, M-245, Delivery, 36148347 | J10 - Electric Utilities | J1030 - Distribution | J1030150 - Circuits | 1 | LF | 1/1/2012 00:00:00 | SPORTS BAR BLDG-245 | Mayport-Electric-Circuit 2 | PWD MAYPORT
MAYPOR-EL-CKT-2 | S365872 | UEM,Electric Meter, M-1556, Delivery, 36148360 | J10 - Electric Utilities | J1030 - Distribution | J1030150 - Circuits | 1 | LF | 1/1/2012 00:00:00 | NAMTRADET APPL INST BLDG-1556 | Mayport-Electric-Circuit 2 | PWD MAYPORT
MAYPOR-EL-CKT-2 | S365875 | UEM,Electric Meter, M-1, Delivery, 36148361 | J10 - Electric Utilities | J1030 - Distribution | J1030150 - Circuits | 1 | LF | 1/1/2012 00:00:00 | B-1 Headquarters admin- south mechanical room | Mayport-Electric-Circuit 2 | PWD MAYPORT
MAYPOR-EL-CKT-2 | S365910 | UEM,Electric Meter, M-338, Delivery, 336148393 | J10 - Electric Utilities | J1030 - Distribution | J1030150 - Circuits | 1 | LF | 1/1/2012 00:00:00 | OASIS GALLEY BLDG-338 | Mayport-Electric-Circuit 2 | PWD MAYPORT
MAYPOR-EL-CKT-2 | S365911 | UEM,Electric Meter, M-451, Delivery, 336148394 | J10 - Electric Utilities | J1030 - Distribution | J1030150 - Circuits | 1 | LF | 1/1/2012 00:00:00 | EM BARRACKS W/O MESS BLDG-451 | Mayport-Electric-Circuit 2 | PWD MAYPORT
MAYPOR-EL-CKT-2 | S365912 | UEM,Electric Meter, M-350, Delivery, 336148395 | J10 - Electric Utilities | J1030 - Distribution | J1030150 - Circuits | 1 | LF | 1/1/2012 00:00:00 | CHAPEL BLDG-350 | Mayport-Electric-Circuit 2 | PWD MAYPORT
MAYPOR-EL-CKT-2 | S365913 | UEM,Electric Meter, M-1576, Delivery, 36148396 | J10 - Electric Utilities | J1030 - Distribution | J1030150 - Circuits | 1 | LF | 1/1/2012 00:00:00 | trsfmr south of bldg in parking lot BLDG-1576 | Mayport-Electric-Circuit 2 | PWD MAYPORT
MAYPOR-EL-CKT-2 | S365914 | UEM,Electric Meter, M-1860, Delivery, 336148397 | J10 - Electric Utilities | J1030 - Distribution | J1030150 - Circuits | 1 | LF | 1/1/2012 00:00:00 | trsfmr south of bldg in parking lot BLDG-1860 | Mayport-Electric-Circuit 2 | PWD MAYPORT
MAYPOR-EL-CKT-2 | S365916 | UEM,Electric Meter, M-1860, Delivery, 336148398 | J10 - Electric Utilities | J1030 - Distribution | J1030150 - Circuits | 1 | LF | 1/1/2012 00:00:00 | trsfmr south of bldg in parking lot BLDG-1860 | Mayport-Electric-Circuit 2 | PWD MAYPORT
MAYPOR-EL-CKT-2 | S365955 | UEM,Electric Meter, M-2219, Delivery, 36148407 | J10 - Electric Utilities | J1030 - Distribution | J1030150 - Circuits | 1 | LF | 1/1/2012 00:00:00 | GOLF COURSE IRRIGATION PUMPHOUSE N OF MOALE AVE BBLDG-2219 | Mayport-Electric-Circuit 2 | PWD MAYPORT
MAYPOR-EL-CKT-2 | S365964 | UEM,Electric Meter, M-1941, Delivery, 36148416 | J10 - Electric Utilities | J1030 - Distribution | J1030150 - Circuits | 1 | LF | 1/1/2012 00:00:00 | AM1 WAREHOUSE BLDG-1941 | Mayport-Electric-Circuit 2 | PWD MAYPORT
MAYPOR-EL-CKT-2 | S365966 | UEM,Electric Meter, M-1397, Delivery, 36148417 | J10 - Electric Utilities | J1030 - Distribution | J1030150 - Circuits | 1 | LF | 1/1/2012 00:00:00 | outside SUBWAY | Mayport-Electric-Circuit 2 | PWD MAYPORT
MAYPOR-EL-CKT-2 | S365971 | UEM,Electric Meter, M-1264, Delivery, 36148418 | J10 - Electric Utilities | J1030 - Distribution | J1030150 - Circuits | 1 | LF | 1/1/2012 00:00:00 | BEHIND BLDG ON TRANSFORMER | Mayport-Electric-Circuit 2 | PWD MAYPORT
MAYPOR-EL-CKT-2 | S365979 | UEM,Electric Meter, M-2078, Delivery, 36148421 | J10 - Electric Utilities | J1030 - Distribution | J1030150 - Circuits | 1 | LF | 1/1/2012 00:00:00 | HARBOR OPS BLDG-2078 | Mayport-Electric-Circuit 2 | PWD MAYPORT
MAYPOR-EL-CKT-2 | S365980 | UEM,Electric Meter, M-2110, Delivery, 36148422 | J10 - Electric Utilities | J1030 - Distribution | J1030150 - Circuits | 1 | LF | 1/1/2012 00:00:00 | BY SOFTBALL FIELDS | Mayport-Electric-Circuit 2 | PWD MAYPORT
MAYPOR-EL-CKT-2 | S365981 | UEM,Electric Meter, M-1814, Delivery, 36148423 | J10 - Electric Utilities | J1030 - Distribution | J1030150 - Circuits | 1 | LF | 1/1/2012 00:00:00 | BETWEEN BALL FIELDS @ LITTLE LEAGUE FIELDS BLDG-1814 | Mayport-Electric-Circuit 2 | PWD MAYPORT
MAYPOR-EL-CKT-2 | S365987 | UEM,Electric Meter, M-1587, Delivery, 36148424 | J10 - Electric Utilities | J1030 - Distribution | J1030150 - Circuits | 1 | LF | 1/1/2012 00:00:00 | BEQ (NORTH) BLDG. 1587 | Mayport-Electric-Circuit 2 | PWD MAYPORT
MAYPOR-EL-CKT-2 | S365992 | UEM,Electric Meter, M-1588, Delivery, 36148427 | J10 - Electric Utilities | J1030 - Distribution | J1030150 - Circuits | 1 | LF | 1/1/2012 00:00:00 | located on transformer southside of bldg 1588 | Mayport-Electric-Circuit 2 | PWD MAYPORT
MAYPOR-EL-CKT-2 | S365993 | UEM,Electric Meter, M-1936, Delivery, 36148428 | J10 - Electric Utilities | J1030 - Distribution | J1030150 - Circuits | 1 | LF | 1/1/2012 00:00:00 | located on transformer# 1936 | Mayport-Electric-Circuit 2 | PWD MAYPORT
MAYPOR-EL-CKT-2 | S365998 | UEM,Electric Meter, M-414, Delivery, 36148433 | J10 - Electric Utilities | J1030 - Distribution | J1030150 - Circuits | 1 | LF | 1/1/2012 00:00:00 | NEX AUTO CARE CENTER / ON E TRANSFORMER | Mayport-Electric-Circuit 2 | PWD MAYPORT
MAYPOR-EL-CKT-2 | S366002 | UEM,Electric Meter, M-392, Delivery, 36148435 | J10 - Electric Utilities | J1030 - Distribution | J1030150 - Circuits | 1 | LF | 1/1/2012 00:00:00 | MWR SUB OF 414 BLDG-392 | Mayport-Electric-Circuit 2 | PWD MAYPORT
MAYPOR-EL-CKT-2 | S366004 | UEM,Electric Meter, M-244, Delivery, 36148437 | J10 - Electric Utilities | J1030 - Distribution | J1030150 - Circuits | 1 | LF | 1/1/2012 00:00:00 | MWR BOWLING ALLEY BLDG-244 | Mayport-Electric-Circuit 2 | PWD MAYPORT
MAYPOR-EL-CKT-2 | S366006 | UEM,Electric Meter, M-1425, Delivery, 36148438 | J10 - Electric Utilities | J1030 - Distribution | J1030150 - Circuits | 1 | LF | 1/1/2012 00:00:00 | GRASS AREA IN FRONT OF POOL BLDG-1425 | Mayport-Electric-Circuit 2 | PWD MAYPORT
MAYPOR-EL-CKT-2 | S366008 | UEM,Electric Meter, M-1980, Delivery, 36148439 | J10 - Electric Utilities | J1030 - Distribution | J1030150 - Circuits | 1 | LF | 1/1/2012 00:00:00 | navy lodge BLDG-1980 | Mayport-Electric-Circuit 2 | PWD MAYPORT
MAYPOR-EL-CKT-2 | S366012 | UEM,Electric Meter, M-243, Delivery, 36148440 | J10 - Electric Utilities | J1030 - Distribution | J1030150 - Circuits | 1 | LF | 1/1/2012 00:00:00 | MWR OFFICER CLUB BLDG-243 | Mayport-Electric-Circuit 2 | PWD MAYPORT
MAYPOR-EL-CKT-2 | S366016 | UEM,Electric Meter, M-298, Delivery, 36148441 | J10 - Electric Utilities | J1030 - Distribution | J1030150 - Circuits | 1 | LF | 1/1/2012 00:00:00 | HRO / NIS / PSD BLDG-298 | Mayport-Electric-Circuit 2 | PWD MAYPORT
MAYPOR-EL-CKT-2 | S366020 | UEM,Electric Meter, M-253, Delivery, 36148443 | J10 - Electric Utilities | J1030 - Distribution | J1030150 - Circuits | 1 | LF | 1/1/2012 00:00:00 | MORALE AVE LIFT STATION BLDG- 253 | Mayport-Electric-Circuit 2 | PWD MAYPORT
MAYPOR-EL-CKT-2 | S366049 | UEM,Electric Meter, M-2050, Delivery, 36148451 | J10 - Electric Utilities | J1030 - Distribution | J1030150 - Circuits | 1 | LF | 1/1/2012 00:00:00 | Surfside/ mechanical room BLDG-2050 ? | Mayport-Electric-Circuit 2 | PWD MAYPORT
MAYPOR-EL-CKT-2 | S366050 | UEM,Electric Meter, M-225, Delivery, ZYY02010025500000 | J10 - Electric Utilities | J1030 - Distribution | J1030150 - Circuits | 1 | LF | 1/1/2012 00:00:00 | ON TRANSFORMER 225 BEHIND 1333 / EXTENSION OF 1842 | Mayport-Electric-Circuit 2 | PWD MAYPORT
MAYPOR-EL-CKT-2 | S366051 | UEM,Electric Meter, M-1586, Delivery, 36148453 | J10 - Electric Utilities | J1030 - Distribution | J1030150 - Circuits | 1 | LF | 1/1/2012 00:00:00 | BEQ / GRASS AREA BETWEEN BUILDINGS BLDG-1586 | Mayport-Electric-Circuit 2 | PWD MAYPORT
MAYPOR-EL-CKT-2 | S366053 | UEM,Electric Meter, M-2234, Delivery, 36148455 | J10 - Electric Utilities | J1030 - Distribution | J1030150 - Circuits | 1 | LF | 1/1/2012 00:00:00 | BEQ 2234 BLDG-2234 | Mayport-Electric-Circuit 2 | PWD MAYPORT
MAYPOR-EL-CKT-2 | S366054 | UEM,Electric Meter, M-1842, Delivery, 36148456 | J10 - Electric Utilities | J1030 - Distribution | J1030150 - Circuits | 1 | LF | 1/1/2012 00:00:00 | B-1842 Byrd Hall- north-west side parking lot | Mayport-Electric-Circuit 2 | PWD MAYPORT
MAYPOR-EL-CKT-2 | S366064 | UEM,Electric Meter, M-1338, Delivery, 36148463 | J10 - Electric Utilities | J1030 - Distribution | J1030150 - Circuits | 1 | LF | 1/1/2012 00:00:00 | integrated navigation trainer | Mayport-Electric-Circuit 2 | PWD MAYPORT
MAYPOR-EL-CKT-2 | S366119 | UEM,Electric Meter, M-1523, Delivery, 36148473 | J10 - Electric Utilities | J1030 - Distribution | J1030150 - Circuits | 1 | LF | 1/1/2012 00:00:00 | FIREFIGHTING/CONTROL TRNG BLDG-1523 | Mayport-Electric-Circuit 2 | PWD MAYPORT
MAYPOR-EL-CKT-2 | S366120 | UEM,Electric Meter, M-1805, Delivery, 36148474 | J10 - Electric Utilities | J1030 - Distribution | J1030150 - Circuits | 1 | LF | 1/1/2012 00:00:00 | FTC FIREFIGHTING FACILITY | Mayport-Electric-Circuit 2 | PWD MAYPORT
MAYPOR-EL-CKT-2 | S366121 | UEM,Electric Meter, M-1888, Delivery, 36148475 | J10 - Electric Utilities | J1030 - Distribution | J1030150 - Circuits | 1 | LF | 1/1/2012 00:00:00 | ON W TRFRMER 1888 | Mayport-Electric-Circuit 2 | PWD MAYPORT
MAYPOR-EL-CKT-2 | S366122 | UEM,Electric Meter, M-1333, Delivery, 36148477 | J10 - Electric Utilities | J1030 - Distribution | J1030150 - Circuits | 1 | LF | 1/1/2012 00:00:00 | RAINEY HALL / ON SE TRANSFORMER | Mayport-Electric-Circuit 2 | PWD MAYPORT
MAYPOR-EL-CKT-2 | S366123 | UEM,Electric Meter, M-1357, Delivery, 36148479 | J10 - Electric Utilities | J1030 - Distribution | J1030150 - Circuits | 1 | LF | 1/1/2012 00:00:00 | B-1375 Degaussing –east side of facility | Mayport-Electric-Circuit 2 | PWD MAYPORT
MAYPOR-EL-CKT-2 | S366126 | UEM,Electric Meter, M-1556A, Delivery, 36148535 | J10 - Electric Utilities | J1030 - Distribution | J1030150 - Circuits | 1 | LF | 1/1/2012 00:00:00 | Inside of 03-1556 | Mayport-Electric-Circuit 2 | PWD MAYPORT
MAYPOR-EL-CKT-2 | S366129 | UEM,Electric Meter, M-1933, Delivery, 36148541 | J10 - Electric Utilities | J1030 - Distribution | J1030150 - Circuits | 1 | LF | 1/1/2012 00:00:00 | NFSY LOCATED ON TRANSFORMER BLDG-1933 | Mayport-Electric-Circuit 2 | PWD MAYPORT
MAYPOR-EL-CKT-2 | S366130 | UEM,Electric Meter, M-2104, Delivery, 36148543 | J10 - Electric Utilities | J1030 - Distribution | J1030150 - Circuits | 1 | LF | 1/1/2012 00:00:00 | ROBERT R. INGRAM BRANCH MEDICAL/DENTAL CLINIC | Mayport-Electric-Circuit 2 | PWD MAYPORT
MAYPOR-EL-CKT-2 | S366131 | UEM,Electric Meter, M-448, Delivery, 36148543 36148544 | J10 - Electric Utilities | J1030 - Distribution | J1030150 - Circuits | 1 | LF | 1/1/2012 00:00:00 | ON TRANSFORMER IN ENCLOSED AREA BLDG-448 | Mayport-Electric-Circuit 2 | PWD MAYPORT
MAYPOR-EL-CKT-2 | S366132 | UEM,Electric Meter, M-1320, Delivery, 36148545 | J10 - Electric Utilities | J1030 - Distribution | J1030150 - Circuits | 1 | LF | 1/1/2012 00:00:00 | B-1320-Medical clinic- northeast corner | Mayport-Electric-Circuit 2 | PWD MAYPORT
MAYPOR-EL-CKT-2 | S366134 | UEM,Electric Meter, M-1966, Delivery, 36148547 | J10 - Electric Utilities | J1030 - Distribution | J1030150 - Circuits | 1 | LF | 1/1/2012 00:00:00 | ON W TRANSFORMER BLDG-1966 | Mayport-Electric-Circuit 2 | PWD MAYPORT
MAYPOR-EL-CKT-2 | S366137 | UEM,Electric Meter, M-1860, Delivery, 36148469 | J10 - Electric Utilities | J1030 - Distribution | J1030150 - Circuits | 1 | LF | 1/1/2012 00:00:00 | parking lot south of bldg BLDG-1860 | Mayport-Electric-Circuit 2 | PWD MAYPORT
MAYPOR-EL-CKT-2 | S366144 | UEM,Electric Meter, M-414, Delivery, 36148580 | J10 - Electric Utilities | J1030 - Distribution | J1030150 - Circuits | 1 | LF | 1/1/2012 00:00:00 | MWR OFFICE ON TRANSFORMER BLDG-414 | Mayport-Electric-Circuit 2 | PWD MAYPORT
MAYPOR-EL-CKT-2 | S366152 | UEM,Electric Meter, M-1491LS, Delivery, 41106876 | J10 - Electric Utilities | J1030 - Distribution | J1030150 - Circuits | 1 | LF | 1/1/2012 00:00:00 | 1491 LIFT STATION | Mayport-Electric-Circuit 2 | PWD MAYPORT
MAYPOR-EL-CKT-2 | S366161 | UEM,Electric Meter, M-1588, Delivery, 41106892 | J10 - Electric Utilities | J1030 - Distribution | J1030150 - Circuits | 1 | LF | 1/1/2012 00:00:00 | ON NE CORNER OF MWR WAREHOUSE (READ THROUGH FENCE) | Mayport-Electric-Circuit 2 | PWD MAYPORT
MAYPOR-EL-CKT-2 | S366163 | UEM,Electric Meter, M-1588-B, Delivery, 41106895 | J10 - Electric Utilities | J1030 - Distribution | J1030150 - Circuits | 1 | LF | 1/1/2012 00:00:00 | ON E CORNER OF WAREHOUSE | Mayport-Electric-Circuit 2 | PWD MAYPORT
MAYPOR-EL-CKT-2 | S366168 | UEM,Electric Meter, M-1828LS, Delivery, 41106899 | J10 - Electric Utilities | J1030 - Distribution | J1030150 - Circuits | 1 | LF | 1/1/2012 00:00:00 | SWG LIFT STATION | Mayport-Electric-Circuit 2 | PWD MAYPORT
MAYPOR-EL-CKT-2 | S366174 | UEM,Electric Meter, M-1396, Delivery, 41106906 | J10 - Electric Utilities | J1030 - Distribution | J1030150 - Circuits | 1 | LF | 1/1/2012 00:00:00 | EAST SIDE OF BLDG 1396 | Mayport-Electric-Circuit 2 | PWD MAYPORT
MAYPOR-EL-CKT-2 | S366192 | UEM,Electric Meter, M-286LS, Delivery, 4946943 | J10 - Electric Utilities | J1030 - Distribution | J1030150 - Circuits | 1 | LF | 1/1/2012 00:00:00 | FRONT OF 2527 | Mayport-Electric-Circuit 2 | PWD MAYPORT
MAYPOR-EL-CKT-2 | S366196 | UEM,Electric Meter, M-2021, Delivery, 36097476 | J10 - Electric Utilities | J1030 - Distribution | J1030150 - Circuits | 1 | LF | 1/1/2012 00:00:00 | rear exterior wall of bldg. 2021 | Mayport-Electric-Circuit 2 | PWD MAYPORT
MAYPOR-EL-CKT-2 | S366220 | UEM,Electric Meter, M-SE_03_EL_BL_2480_1, Delivery, 120310100 | J10 - Electric Utilities | J1030 - Distribution | J1030150 - Circuits | 1 | LF | 1/1/2012 00:00:00 | LOCATED OUTSIDE ON TRANSFORMER | Mayport-Electric-Circuit 2 | PWD MAYPORT
MAYPOR-EL-CKT-2 | S366222 | UEM,Electric Meter, M-2480-B, Delivery, ZYY01306077400000 | J10 - Electric Utilities | J1030 - Distribution | J1030150 - Circuits | 1 | LF | 1/1/2012 00:00:00 | LOCATED OUT BACK ON TRANSFORMER | Mayport-Electric-Circuit 2 | PWD MAYPORT
MAYPOR-EL-CKT-2 | S366223 | UEM,Electric Meter, M-SE_03_EL_BL_2517_1, Delivery, ZYY01705082300000 | J10 - Electric Utilities | J1030 - Distribution | J1030150 - Circuits | 1 | LF | 1/1/2012 00:00:00 | N. Bldg 2517 next to trsfmr | Mayport-Electric-Circuit 2 | PWD MAYPORT
MAYPOR-EL-CKT-2 | S366226 | UEM,Electric Meter, M-SE_03_EL_BL_2527_1, Delivery | J10 - Electric Utilities | J1030 - Distribution | J1030150 - Circuits | 1 | LF | 1/1/2012 00:00:00 | Trfrms out front bldg 2527 | Mayport-Electric-Circuit 2 | PWD MAYPORT
MAYPOR-EL-CKT-2 | S366255 | UEM,Electric Meter, M-1878, Delivery, 36148389 | J10 - Electric Utilities | J1030 - Distribution | J1030150 - Circuits | 1 | LF | 1/1/2012 00:00:00 | outside at the side of the bldg irrigation bldg 1878 | Mayport-Electric-Circuit 2 | PWD MAYPORT
MAYPOR-EL-CKT-2 | S366498 | UEM,Electric Meter, M-244, Delivery | J10 - Electric Utilities | J1030 - Distribution | J1030150 - Circuits | 1 | LF | 1/1/2012 00:00:00 | front left side of entrance to BLDG. 244./outside vault | Mayport-Electric-Circuit 2 | PWD MAYPORT
MAYPOR-EL-CKT-2 | S366507 | UEM,Electric Meter, M-267, Delivery | J10 - Electric Utilities | J1030 - Distribution | J1030150 - Circuits | 1 | LF | 1/1/2012 00:00:00 | BATH HOUSE BLDG-267 | Mayport-Electric-Circuit 2 | PWD MAYPORT
MAYPOR-EL-CKT-2 | S366637 | UEM,Electric Meter, M-2062, Delivery | J10 - Electric Utilities | J1030 - Distribution | J1030150 - Circuits | 1 | LF | 1/1/2012 00:00:00 | OUTDOOR ON BACKFLOW PREVENTER BLDG-2062 | Mayport-Electric-Circuit 2 | PWD MAYPORT
MAYPOR-EL-CKT-2 | S366697 | UEM,Electric Meter, M-460, Delivery | J10 - Electric Utilities | J1030 - Distribution | J1030150 - Circuits | 1 | LF | 1/1/2012 00:00:00 | BACKFLOW PREVENTER LCS TRAILERS | Mayport-Electric-Circuit 2 | PWD MAYPORT
MAYPOR-EL-CKT-2 | S369658 | UEM,Electric Meter, M-2105, Delivery, 36148400 | J10 - Electric Utilities | J1030 - Distribution | J1030120 - Support Structures | 1 | EA | 2/6/2006 00:00:00 | BEQ - 2105 | Mayport-Electric-Circuit 2 | PWD MAYPORT
MAYPOR-EL-CKT-2 | S384655 | UEM,Switch, SW-D-4, Pad Mounted, Sectionalizing, 35,000 VOLT, Oil | J10 - Electric Utilities | J1030 - Distribution | J1030150 - Circuits | 1 | LF | 5/3/2021 00:00:00 | SWITCH 4 - 182 MASSEY AVE | Mayport-Electric-Circuit 2 | PWD MAYPORT
MAYPOR-EL-CKT-2 | S390985 | UEM,Transformer, T-270-C, Distribution, Pad Mounted, 250.0 KVA, Oil Immersed | J10 - Electric Utilities | J1030 - Distribution | J1030150 - Circuits | 1 | LF | 6/15/2021 00:00:00 | MYP-PAD MOUNT TRANSFORMER 250KVA-QUADRANT 2G-270 BON HOMME RICHARD ST | Mayport-Electric-Circuit 2 | PWD MAYPORT
MAYPOR-EL-CKT-2 | S390986 | UEM,Transformer, T-1234, Distribution - Padmount Type, Pad Mounted, 75.0 KVA, Oil Immersed | J10 - Electric Utilities | J1030 - Distribution | J1030150 - Circuits | 1 | LF | 6/15/2021 00:00:00 | MYP-PAD MOUNT TRANSFORMER 75KVA-QUADRANT 2P-1234 BALTIMORE AVE | Mayport-Electric-Circuit 2 | PWD MAYPORT
MAYPOR-EL-CKT-2 | S398651 | UEM,Switch, SW-G-7, Pad Mounted, Sectionalizing, 35,000 VOLT, Oil | J10 - Electric Utilities | J1030 - Distribution | J1030150 - Circuits | 1 | LF | 12/18/2021 00:00:00 | SWITCH 7 - 121 BALTIMORE AVE - JOSLYN FUSED | Mayport-Electric-Circuit 2 | PWD MAYPORT
MAYPOR-EL-CKT-2 | S398652 | UEM,Switch, SW-S-18, Pad Mounted, Sectionalizing, 35,000 VOLT, Oil | J10 - Electric Utilities | J1030 - Distribution | J1030150 - Circuits | 1 | LF | 12/11/2021 00:00:00 | SWITCH 18 - 299 BALTIMORE AVE | Mayport-Electric-Circuit 2 | PWD MAYPORT
MAYPOR-EL-CKT-2 | S398653 | UEM,Switch, SW-V-20, Pad Mounted, Sectionalizing, 35,000 VOLT, Oil | J10 - Electric Utilities | J1030 - Distribution | J1030150 - Circuits | 1 | LF | 12/12/2021 00:00:00 | SWITCH 20 - 271 BON HOMME RICHARD ST | Mayport-Electric-Circuit 2 | PWD MAYPORT
MAYPOR-EL-CKT-2 | S404236 | UEM,Switch, SW-17-Q, Pad Mounted, Sectionalizing, 35,000 VOLT, Oil | J10 - Electric Utilities | J1030 - Distribution | J1030150 - Circuits | 1 | LF | 1/1/2022 00:00:00 | SWITCH 17- 281 BALTIMORE AVE | Mayport-Electric-Circuit 2 | PWD MAYPORT
MAYPOR-EL-CKT-2 | S417435 | UEM,Transformer, T-2771, Distribution, Pad Mounted, 300.0 KVA, Oil Immersed | J10 - Electric Utilities | J1030 - Distribution | J1030150 - Circuits | 1 | LF | 8/12/2020 00:00:00 |  | Mayport-Electric-Circuit 2 | PWD MAYPORT
MAYPOR-EL-CKT-2 | S417450 | UEM,Transformer, T-2528, Distribution - Padmount Type, Pad Mounted, 1,500.0 KVA, Oil Immersed | J10 - Electric Utilities | J1030 - Distribution | J1030150 - Circuits | 1 | LF | 11/1/2020 00:00:00 | BLDG. 2528 | Mayport-Electric-Circuit 2 | PWD MAYPORT
MAYPOR-EL-CKT-2 | S417451 | UEM,Transformer, T-2527, Distribution, Pad Mounted, 300.0 KVA, Oil Immersed | J10 - Electric Utilities | J1030 - Distribution | J1030150 - Circuits | 1 | LF | 8/1/2022 00:00:00 | BLDG. 2527 LCS | Mayport-Electric-Circuit 2 | PWD MAYPORT
MAYPOR-EL-CKT-2 | S417452 | UEM,Transformer, T-2529-2, Distribution, Pad Mounted, 300.0 KVA, Oil Immersed | J10 - Electric Utilities | J1030 - Distribution | J1030150 - Circuits | 1 | LF | 10/1/2022 00:00:00 |  | Mayport-Electric-Circuit 2 | PWD MAYPORT
MAYPOR-EL-CKT-2 | S417453 | UEM,Transformer, T-2529-1, Distribution, Pad Mounted, 300.0 KVA, Oil Immersed | J10 - Electric Utilities | J1030 - Distribution | J1030150 - Circuits | 1 | LF | 10/1/2022 00:00:00 |  | Mayport-Electric-Circuit 2 | PWD MAYPORT
MAYPOR-EL-CKT-2 | S417454 | UEM,Switch, SW-Z-54, Pad Mounted, Sectionalizing, 35,000 VOLT, Oil | J10 - Electric Utilities | J1030 - Distribution | J1030150 - Circuits | 1 | LF | 10/1/2022 00:00:00 | BLDG-2529 EAST SIDE | Mayport-Electric-Circuit 2 | PWD MAYPORT
MAYPOR-EL-CKT-2 | S417456 | UEM,Underground Structure, EMH-2529, Manhole | J10 - Electric Utilities | J1030 - Distribution | J1030110 - UG Structures | 1 | EA | 10/1/2022 00:00:00 | BLDG-2529 IN FRONT OFTRANSFORMERS | Mayport-Electric-Circuit 2 | PWD MAYPORT
MAYPOR-EL-CKT-2 | S432400 | UEM,Switch, SW-11-RB, Pad Mounted, Sectionalizing, 35,000 VOLT, SF6 | J10 - Electric Utilities | J1030 - Distribution | J1030150 - Circuits | 1 | LF | 4/29/2023 00:00:00 | ASSISI HOUSING-SWITCH CABINET 11-1150 ASSISI LANE | Mayport-Electric-Circuit 2 | PWD MAYPORT
MAYPOR-EL-CKT-2 | S432402 | UEM,Switch, SW-L-12, Pad Mounted, Sectionalizing, 35,000 VOLT, SF6 | J10 - Electric Utilities | J1030 - Distribution | J1030150 - Circuits | 1 | LF | 4/22/2023 00:00:00 | SWITCH 12 - 240 BALTIMORE AVE | Mayport-Electric-Circuit 2 | PWD MAYPORT
MAYPOR-EL-CKT-2 | S432404 | UEM,Switch, SW-N-14, Pad Mounted, Sectionalizing, 35,000 VOLT, SF6 | J10 - Electric Utilities | J1030 - Distribution | J1030150 - Circuits | 1 | LF | 4/15/2023 00:00:00 | SWITCH 14 - 231 BALTIMORE AVE | Mayport-Electric-Circuit 2 | PWD MAYPORT
MAYPOR-EL-CKT-2 | S447691 | UEM,Control System, ANT-2517, Antenna | J10 - Electric Utilities | J1030 - Distribution | J1030150 - Circuits | 2 | LF | 6/1/2011 00:00:00 | BLDG 2517 NORTH SIDE FACING WATER | Mayport-Electric-Circuit 2 | PWD MAYPORT
MAYPOR-EL-CKT-2 | S457381 | UEM,Control System, ANT-2078, Antenna | J10 - Electric Utilities | J1030 - Distribution | J1030150 - Circuits | 2 | LF | 1/1/1980 00:00:00 | BLDG 2078 RTU | Mayport-Electric-Circuit 2 | PWD MAYPORT
MAYPOR-EL-CKT-2 | S457382 | UEM,Electric Meter, M-2771, Delivery, ZYY01903100500000 | J10 - Electric Utilities | J1030 - Distribution | J1030120 - Support Structures | 1 | EA | 1/1/1980 00:00:00 | TRFMR FRONT OF PARKING GARAGE | Mayport-Electric-Circuit 2 | PWD MAYPORT
MAYPOR-EL-CKT-2 | S457445 | UEM,Electric Meter, M-2111, Delivery, 36148423 | J10 - Electric Utilities | J1030 - Distribution | J1030150 - Circuits | 1 | LF | 1/1/1980 00:00:00 | BLDG 2111 | Mayport-Electric-Circuit 2 | PWD MAYPORT
MAYPOR-EL-CKT-2 | S457454 | UEM,Electric Meter, M-353, Delivery, ZYY0201205100000 | J10 - Electric Utilities | J1030 - Distribution | J1030150 - Circuits | 1 | LF | 1/1/1980 00:00:00 | ON T-353 INSIDE FIRE TRAINING AREA | Mayport-Electric-Circuit 2 | PWD MAYPORT
MAYPOR-EL-CKT-2 | S457469 | UEM,Control System, ANT-353, Antenna | J10 - Electric Utilities | J1030 - Distribution | J1030150 - Circuits | 2 | LF | 1/1/1980 00:00:00 | ON T- 353 INSIDE FIRE TRAINING AREA | Mayport-Electric-Circuit 2 | PWD MAYPORT
MAYPOR-EL-CKT-2 | S457729 | UEM,Control System, ANT-1333, Antenna | J10 - Electric Utilities | J1030 - Distribution | J1030150 - Circuits | 2 | LF | 1/1/1980 00:00:00 | BLDG 1333 BACK OF BUILDING | Mayport-Electric-Circuit 2 | PWD MAYPORT
MAYPOR-EL-CKT-2 | S468651 | UEM,Switch, G4505, Pole Mounted, Disconnect, 35,000 VOLT, Air | J10 - Electric Utilities | J1030 - Distribution | J1030150 - Circuits | 1 | LF | 10/27/2022 00:00:00 | SWITCH 8-POLE MOUNTED GROUP SWITCH - 80 MASSEY AVE | Mayport-Electric-Circuit 2 | PWD MAYPORT
MAYPOR-EL-CKT-2 | UMA654L00101 | UEM,Underground Structure, EMH-274, Manhole | J10 - Electric Utilities | J1030 - Distribution | J1030110 - UG Structures | 1 | EA | 1/1/1980 00:00:00 | North side of Halsey Hall near Bailey and Baltimore | Mayport-Electric-Circuit 2 | PWD MAYPORT
MAYPOR-EL-CKT-2 | UMA433000079 | UEM,Electric Meter, M-197, Master | J10 - Electric Utilities | J1030 - Distribution | J1030150 - Circuits | 1 | LF | 1/1/2010 00:00:00 | main sub station | Mayport-Electric-Circuit 2 | PWD MAYPORT
MAYPOR-EL-CKT-2 | UMA433000418 | UEM,Transformer, T-2078, Distribution, Pad Mounted, 500.0 KVA, Oil Immersed | J10 - Electric Utilities | J1030 - Distribution | J1030150 - Circuits | 1 | LF | 1/1/2017 00:00:00 | HARBOR OPS SMALL CRAFT BASIN | Mayport-Electric-Circuit 2 | PWD MAYPORT
MAYPOR-EL-CKT-2 | UMA437000434 | UEM,Electric Meter, M-285-EM-1, Delivery | J10 - Electric Utilities | J1030 - Distribution | J1030150 - Circuits | 1 | LF | 1/1/2000 00:00:00 | S of Claifiers 6 & 7, Bldg 285D; next to 285-TRX-2 | Mayport-Electric-Circuit 2 | PWD MAYPORT
MAYPOR-EL-CKT-2 | UMA438000453 | ELECTRIC LINE, C-UG-2, PRIMARY UNDERGROUND, 35000 | J10 - Electric Utilities | J1030 - Distribution | J1030150 - Circuits | 1 | LF | 1/1/1980 00:00:00 |  | Mayport-Electric-Circuit 2 | PWD MAYPORT
MAYPOR-EL-CKT-2 | UMA438000461 | ELECTRIC LINE, C-OH-2, PRIMARY OVERHEAD, 35000 | J10 - Electric Utilities | J1030 - Distribution | J1030150 - Circuits | 1 | LF | 1/1/1990 00:00:00 |  | Mayport-Electric-Circuit 2 | PWD MAYPORT
MAYPOR-EL-CKT-2 | UMA653000051 | UEM,Enclosure, ENC-632, Enclosure | J10 - Electric Utilities | J1030 - Distribution | J1030150 - Circuits | 1 | LF | 1/1/1995 00:00:00 | Switch 632 in BSE officer housing | Mayport-Electric-Circuit 2 | PWD MAYPORT
MAYPOR-EL-CKT-2 | UMA653000070 | UEM,Transformer, T-414A, Distribution, Pad Mounted, 15.0 KVA, Oil Immersed | J10 - Electric Utilities | J1030 - Distribution | J1030150 - Circuits | 1 | LF | 1/1/2014 00:00:00 |  | Mayport-Electric-Circuit 2 | PWD MAYPORT
MAYPOR-EL-CKT-2 | UMA653000071 | UEM,Transformer, T-2234, Distribution, Pad Mounted, 1,000.0 KVA, Oil Immersed | J10 - Electric Utilities | J1030 - Distribution | J1030150 - Circuits | 1 | LF | 1/1/2007 00:00:00 |  | Mayport-Electric-Circuit 2 | PWD MAYPORT
MAYPOR-EL-CKT-2 | UMA653000072 | UEM,Switch, SW-W-135, Pad Mounted, Sectionalizing, 35,000 VOLT, SF6 | J10 - Electric Utilities | J1030 - Distribution | J1030150 - Circuits | 1 | LF | 1/1/2007 00:00:00 | SWITCH 135 - NEAR BLDG. 2234 | Mayport-Electric-Circuit 2 | PWD MAYPORT
MAYPOR-EL-CKT-2 | UMA653000073 | UEM,Transformer, T-2105, Distribution, Pad Mounted, 500.0 KVA, Oil Immersed | J10 - Electric Utilities | J1030 - Distribution | J1030150 - Circuits | 1 | LF | 1/1/2003 00:00:00 |  | Mayport-Electric-Circuit 2 | PWD MAYPORT
MAYPOR-EL-CKT-2 | UMA653000074 | UEM,Transformer, T-2107, Distribution, Pad Mounted, 300.0 KVA, Oil Immersed | J10 - Electric Utilities | J1030 - Distribution | J1030150 - Circuits | 1 | LF | 1/1/2003 00:00:00 |  | Mayport-Electric-Circuit 2 | PWD MAYPORT
MAYPOR-EL-CKT-2 | UMA653000076 | UEM,Transformer, T-2505, Distribution, Pad Mounted, 300.0 KVA, Oil Immersed | J10 - Electric Utilities | J1030 - Distribution | J1030150 - Circuits | 1 | LF | 1/1/2015 00:00:00 |  | Mayport-Electric-Circuit 2 | PWD MAYPORT
MAYPOR-EL-CKT-2 | UMA653000081 | UEM,Transformer, T-2518, Distribution, Pad Mounted, 2,500.0 KVA, Oil Immersed | J10 - Electric Utilities | J1030 - Distribution | J1030150 - Circuits | 1 | LF | 1/1/2018 00:00:00 |  | Mayport-Electric-Circuit 2 | PWD MAYPORT
MAYPOR-EL-CKT-2 | UMA653000084 | UEM,Transformer, T-2480-1, Distribution, Pad Mounted, 500.0 KVA, Oil Immersed | J10 - Electric Utilities | J1030 - Distribution | J1030150 - Circuits | 1 | LF | 1/1/2015 00:00:00 |  | Mayport-Electric-Circuit 2 | PWD MAYPORT
MAYPOR-EL-CKT-2 | UMA653000085 | UEM,Transformer, T-2480-2, Distribution, Pad Mounted, 750.0 KVA, Oil Immersed | J10 - Electric Utilities | J1030 - Distribution | J1030150 - Circuits | 1 | LF | 1/1/2015 00:00:00 |  | Mayport-Electric-Circuit 2 | PWD MAYPORT
MAYPOR-EL-CKT-2 | UMA653000086 | UEM,Transformer, T-2104, Distribution, Pad Mounted, 1,000.0 KVA, Oil Immersed | J10 - Electric Utilities | J1030 - Distribution | J1030150 - Circuits | 1 | LF | 1/1/2000 00:00:00 |  | Mayport-Electric-Circuit 2 | PWD MAYPORT
MAYPOR-EL-CKT-2 | UMA654000160 | UEM,Transformer, T-414C, Distribution, Pad Mounted, 15.0 KVA, Oil Immersed | J10 - Electric Utilities | J1030 - Distribution | J1030150 - Circuits | 1 | LF | 1/1/2014 00:00:00 |  | Mayport-Electric-Circuit 2 | PWD MAYPORT
MAYPOR-EL-CKT-2 | UMA654000161 | UEM,Transformer, T-414B, Distribution, Pad Mounted, 15.0 KVA, Oil Immersed | J10 - Electric Utilities | J1030 - Distribution | J1030150 - Circuits | 1 | LF | 1/1/2013 00:00:00 |  | Mayport-Electric-Circuit 2 | PWD MAYPORT
MAYPOR-EL-CKT-2 | UMANV2000118 | UEM,Transformer, T-2517, Distribution, Pad Mounted, 1,500.0 KVA, Oil Immersed | J10 - Electric Utilities | J1030 - Distribution | J1030150 - Circuits | 1 | LF | 1/1/1995 00:00:00 |  | Mayport-Electric-Circuit 2 | PWD MAYPORT
MAYPOR-EL-CKT-2 | UMANV2000126 | UEM,Switch, R-74-100T, Pole Mounted, Disconnect, 25,000 VOLT, Air | J10 - Electric Utilities | J1030 - Distribution | J1030150 - Circuits | 1 | LF | 1/1/1995 00:00:00 | RISER WHERE CKT 2 GOES UNDERGROUND | Mayport-Electric-Circuit 2 | PWD MAYPORT
MAYPOR-EL-CKT-2 | UMANV2000127 | UEM,Transformer, T-414D, Distribution, Pad Mounted, 15.0 KVA, Oil Immersed | J10 - Electric Utilities | J1030 - Distribution | J1030150 - Circuits | 1 | LF | 1/1/2014 00:00:00 |  | Mayport-Electric-Circuit 2 | PWD MAYPORT
MAYPOR-EL-CKT-3 | A121354 | UEM,Switch, SW-UU-36, Pad Mounted, Sectionalizing, 35,000 VOLT, Oil | J10 - Electric Utilities | J1030 - Distribution | J1030150 - Circuits | 1 | LF | 1/1/2017 00:00:00 | MYP-SWITCH 36-400 LAMPS AVE | Mayport-Electric-Circuit 3 | PWD MAYPORT
MAYPOR-EL-CKT-3 | A121379 | UEM,Switch, SW-62, Pad Mounted, Load Interrupter, 35,000 VOLT, Air | J10 - Electric Utilities | J1030 - Distribution | J1030150 - Circuits | 1 | LF | 1/1/2008 00:00:00 | MYP-SWITCH 62-GAS STATION (AIR SWITCH)-WELL 4E | Mayport-Electric-Circuit 3 | PWD MAYPORT
MAYPOR-EL-CKT-3 | A121380 | UEM,Switch, SW-BD-63, Pad Mounted, Sectionalizing, 35,000 VOLT, SF6 | J10 - Electric Utilities | J1030 - Distribution | J1030150 - Circuits | 1 | LF | 1/1/2011 00:00:00 | MYP-SWITCH 63-80 MAIN ST- INFRONT OF GAS STATION | Mayport-Electric-Circuit 3 | PWD MAYPORT
MAYPOR-EL-CKT-3 | A121381 | UEM,Switch, SW-64, Pad Mounted, Sectionalizing, 35,000 VOLT, SF6 | J10 - Electric Utilities | J1030 - Distribution | J1030150 - Circuits | 1 | LF | 1/1/2007 00:00:00 | MYP-SWITCH 64 - 387 MAIN ST - ON RIVERSIDE OF C2 WHARF | Mayport-Electric-Circuit 3 | PWD MAYPORT
MAYPOR-EL-CKT-3 | A121384 | UEM,Switch, SW-67, Pad Mounted, Sectionalizing, 35,000 VOLT, Oil | J10 - Electric Utilities | J1030 - Distribution | J1030150 - Circuits | 1 | LF | 1/1/2016 00:00:00 | MYP-SWITCH 67-398 MAIN ST (CHARLIE 2 PIER) | Mayport-Electric-Circuit 3 | PWD MAYPORT
MAYPOR-EL-CKT-3 | A121385 | UEM,Switch, SW-68, Pad Mounted, Sectionalizing, 35,000 VOLT, Oil | J10 - Electric Utilities | J1030 - Distribution | J1030150 - Circuits | 1 | LF | 1/1/2016 00:00:00 | MYP-SWITCH 68 - 384 MAIN ST (CHARLIE 1) | Mayport-Electric-Circuit 3 | PWD MAYPORT
MAYPOR-EL-CKT-3 | A121387 | UEM,Switch, SW-79, Pad Mounted, Sectionalizing, 35,000 VOLT, SF6 | J10 - Electric Utilities | J1030 - Distribution | J1030150 - Circuits | 1 | LF | 1/1/2007 00:00:00 | MYP-SWITCH 79 - 375 MAIN ST - RIVERSIDE OF CHARLIE 1 | Mayport-Electric-Circuit 3 | PWD MAYPORT
MAYPOR-EL-CKT-3 | A121471 | UEM,Transformer, T-1463, Distribution, Pad Mounted, 75.0 KVA, Oil Immersed | J10 - Electric Utilities | J1030 - Distribution | J1030150 - Circuits | 1 | LF | 1/1/2008 00:00:00 | MYP-PAD MOUNT TRANSFORMER 75KVA-QUADRANT 2B-1463 MAIN ST | Mayport-Electric-Circuit 3 | PWD MAYPORT
MAYPOR-EL-CKT-3 | A121509 | UEM,Transformer, T-317, Distribution, Pole Mounted, 25.0 KVA, Oil Immersed | J10 - Electric Utilities | J1030 - Distribution | J1030150 - Circuits | 1 | LF | 1/1/1990 00:00:00 | MYP-TRANSFORMER 37.5KVA-POLE MOUNTED-QUADRANT 2M-179 MAIN ST | Mayport-Electric-Circuit 3 | PWD MAYPORT
MAYPOR-EL-CKT-3 | A121514 | UEM,Transformer, T-1855, Distribution, Pad Mounted, 75.0 KVA, Oil Immersed | J10 - Electric Utilities | J1030 - Distribution | J1030150 - Circuits | 1 | LF | 1/1/1996 00:00:00 | MYP-PAD MOUNT TRANSFORMER 75KVA-QUADRANT 2M-1855 MAIN ST | Mayport-Electric-Circuit 3 | PWD MAYPORT
MAYPOR-EL-CKT-3 | A121532 | UEM,Transformer, T-1981, Distribution, Pad Mounted, 150.0 KVA, Oil Immersed | J10 - Electric Utilities | J1030 - Distribution | J1030150 - Circuits | 1 | LF | 1/1/1990 00:00:00 | MYP-PAD MOUNT TRANSFORMER 75KVA-QUADRANT 2M-1981 MAIN ST | Mayport-Electric-Circuit 3 | PWD MAYPORT
MAYPOR-EL-CKT-3 | A121539 | UEM,Transformer, T-2039, Distribution, Pad Mounted, 300.0 KVA, Oil Immersed | J10 - Electric Utilities | J1030 - Distribution | J1030150 - Circuits | 1 | LF | 1/1/2013 00:00:00 | MYP-PAD MOUNT TRANSFORMER 300KVA-QUADRANT 6A-2039 MAIN ST | Mayport-Electric-Circuit 3 | PWD MAYPORT
MAYPOR-EL-CKT-3 | A121622 | UEM,Transformer, T-349, Distribution, Pad Mounted, 75.0 KVA, Oil Immersed | J10 - Electric Utilities | J1030 - Distribution | J1030150 - Circuits | 1 | LF | 3/1/1996 00:00:00 | MYP-PAD MOUNT TRANSFORMER 75KVA-QUADRANT 2M-349 MAIN ST | Mayport-Electric-Circuit 3 | PWD MAYPORT
MAYPOR-EL-CKT-3 | A121632 | UEM,Transformer, T-365, Distribution, Pad Mounted, 225.0 KVA, Oil Immersed | J10 - Electric Utilities | J1030 - Distribution | J1030150 - Circuits | 1 | LF | 1/1/2011 00:00:00 | MYP-PAD MOUNT TRANSFORMER 75KVA-QUADRANT 2M-365 MAIN ST | Mayport-Electric-Circuit 3 | PWD MAYPORT
MAYPOR-EL-CKT-3 | S364397 | UEM,Electric Meter, M-SE_03_EL_QW_B3_H_T1_1, Delivery, 120310061 | J10 - Electric Utilities | J1030 - Distribution | J1030150 - Circuits | 1 | LF | 1/1/2012 00:00:00 | SUBDTATION B-3-1 BLDG-1922 | Mayport-Electric-Circuit 3 | PWD MAYPORT
MAYPOR-EL-CKT-3 | S364405 | UEM,Electric Meter, M-SE_03_EL_QW_B3_A_T2_1, Delivery, 120310067 | J10 - Electric Utilities | J1030 - Distribution | J1030150 - Circuits | 1 | LF | 1/1/2012 00:00:00 | SUBDTATION B-3-7 | Mayport-Electric-Circuit 3 | PWD MAYPORT
MAYPOR-EL-CKT-3 | S364408 | UEM,Electric Meter, M-SE_03_EL_QW_B2_MAINT_T1_1, Delivery, 120310070 | J10 - Electric Utilities | J1030 - Distribution | J1030150 - Circuits | 1 | LF | 1/1/2012 00:00:00 | SUBDTATION B-2-1 BLDG-1923 | Mayport-Electric-Circuit 3 | PWD MAYPORT
MAYPOR-EL-CKT-3 | S364597 | UEM,Electric Meter, M-SE_03_EL_QW_B2_F_T1_1, Delivery, 120310074 | J10 - Electric Utilities | J1030 - Distribution | J1030150 - Circuits | 1 | LF | 1/1/2012 00:00:00 | SUBDTATION B-2-5 BLDG-1923 | Mayport-Electric-Circuit 3 | PWD MAYPORT
MAYPOR-EL-CKT-3 | S364599 | UEM,Electric Meter, M-SE_03_EL_QW_B2_C_T2_1, Delivery, 120310075 | J10 - Electric Utilities | J1030 - Distribution | J1030150 - Circuits | 1 | LF | 1/1/2012 00:00:00 | SUBDTATION B-2-6 BLDG-1923 | Mayport-Electric-Circuit 3 | PWD MAYPORT
MAYPOR-EL-CKT-3 | S364600 | UEM,Electric Meter, M-SE_03_EL_QW_B2_B_T2_1, Delivery, 120310076 | J10 - Electric Utilities | J1030 - Distribution | J1030150 - Circuits | 1 | LF | 1/1/2012 00:00:00 | SUBDTATION B-2-7 BLDG-1923 | Mayport-Electric-Circuit 3 | PWD MAYPORT
MAYPOR-EL-CKT-3 | S364602 | UEM,Electric Meter, M-SE_03_EL_QW_B2_A_T2_1, Delivery, 120310077 | J10 - Electric Utilities | J1030 - Distribution | J1030150 - Circuits | 1 | LF | 1/1/2012 00:00:00 | SUBDTATION B-2-8 BLDG-1923 | Mayport-Electric-Circuit 3 | PWD MAYPORT
MAYPOR-EL-CKT-3 | S364608 | UEM,Electric Meter, M-SE_03_EL_QW_B1_H_T1_1, Delivery, 120310081 | J10 - Electric Utilities | J1030 - Distribution | J1030150 - Circuits | 1 | LF | 1/1/2012 00:00:00 | SUBDTATION B-1-3 BLDG-1924 | Mayport-Electric-Circuit 3 | PWD MAYPORT
MAYPOR-EL-CKT-3 | S364609 | UEM,Electric Meter, M-SE_03_EL_QW_B1_G_T1_1, Delivery, 120310082 | J10 - Electric Utilities | J1030 - Distribution | J1030150 - Circuits | 1 | LF | 1/1/2012 00:00:00 | SUBDTATION B-1-4 BLDG-1924 | Mayport-Electric-Circuit 3 | PWD MAYPORT
MAYPOR-EL-CKT-3 | S364610 | UEM,Electric Meter, M-SE_03_EL_QW_B1_F_T1_1, Delivery, 120310083 | J10 - Electric Utilities | J1030 - Distribution | J1030150 - Circuits | 1 | LF | 1/1/2012 00:00:00 | SUBDTATION B-1-5 BLDG-1924 | Mayport-Electric-Circuit 3 | PWD MAYPORT
MAYPOR-EL-CKT-3 | S364614 | UEM,Electric Meter, M-SE_03_EL_QW_B1_C_T2_1, Delivery, 120310084 | J10 - Electric Utilities | J1030 - Distribution | J1030150 - Circuits | 1 | LF | 1/1/2012 00:00:00 | SUBDTATION B-1-6 BLDG-1924 | Mayport-Electric-Circuit 3 | PWD MAYPORT
MAYPOR-EL-CKT-3 | S364619 | UEM,Electric Meter, M-SE_03_EL_QW_B1_A_T2_1, Delivery, 120310086 | J10 - Electric Utilities | J1030 - Distribution | J1030150 - Circuits | 1 | LF | 1/1/2012 00:00:00 | SUBDTATION B-1-8 BLDG-1924 | Mayport-Electric-Circuit 3 | PWD MAYPORT
MAYPOR-EL-CKT-3 | S364622 | UEM,Electric Meter, M-SE_03_EL_QW_B1_MAINT_T2_1, Delivery, 120310087 | J10 - Electric Utilities | J1030 - Distribution | J1030150 - Circuits | 1 | LF | 1/1/2012 00:00:00 | SUBDTATION B-1-9 BLDG-1924 | Mayport-Electric-Circuit 3 | PWD MAYPORT
MAYPOR-EL-CKT-3 | S364625 | UEM,Electric Meter, M-SE_03_EL_QW_C2_4160V_T2_1, Delivery, 120310088 | J10 - Electric Utilities | J1030 - Distribution | J1030150 - Circuits | 1 | LF | 1/1/2012 00:00:00 | SUBDTATION C-2-1b | Mayport-Electric-Circuit 3 | PWD MAYPORT
MAYPOR-EL-CKT-3 | S364627 | UEM,Electric Meter, M-SE_03_EL_BL_1969_3, Delivery, 120310090 | J10 - Electric Utilities | J1030 - Distribution | J1030150 - Circuits | 1 | LF | 1/1/2012 00:00:00 | SUBDTATION C-2-3b BLDG-1969 | Mayport-Electric-Circuit 3 | PWD MAYPORT
MAYPOR-EL-CKT-3 | S365784 | UEM,Electric Meter, M-1423, Delivery, 36097484 | J10 - Electric Utilities | J1030 - Distribution | J1030150 - Circuits | 1 | LF | 1/1/2012 00:00:00 | C PIER @1423 | Mayport-Electric-Circuit 3 | PWD MAYPORT
MAYPOR-EL-CKT-3 | S365814 | UEM,Electric Meter, S365814, Delivery, 36097686 | J10 - Electric Utilities | J1030 - Distribution | J1030150 - Circuits | 1 | LF | 1/1/2012 00:00:00 | ON N TRANSFORMER | Mayport-Electric-Circuit 3 | PWD MAYPORT
MAYPOR-EL-CKT-3 | S365957 | UEM,Electric Meter, M-1422, Delivery, 36148412 | J10 - Electric Utilities | J1030 - Distribution | J1030150 - Circuits | 1 | LF | 1/1/2012 00:00:00 | T-1422 | Mayport-Electric-Circuit 3 | PWD MAYPORT
MAYPOR-EL-CKT-3 | S365977 | UEM,Electric Meter, M-349, Delivery, 36148420 | J10 - Electric Utilities | J1030 - Distribution | J1030150 - Circuits | 1 | LF | 1/1/2012 00:00:00 | MWR GOLF CART BARN / ON SE POLE - CT's on pole | Mayport-Electric-Circuit 3 | PWD MAYPORT
MAYPOR-EL-CKT-3 | S366018 | UEM,Electric Meter, S365018, Delivery, 36148442 | J10 - Electric Utilities | J1030 - Distribution | J1030150 - Circuits | 1 | LF | 1/1/2012 00:00:00 | NAVY LEGAL | Mayport-Electric-Circuit 3 | PWD MAYPORT
MAYPOR-EL-CKT-3 | S366065 | UEM,Electric Meter, M-365, Delivery, 36148464 | J10 - Electric Utilities | J1030 - Distribution | J1030150 - Circuits | 1 | LF | 1/1/2012 00:00:00 | FIRE STATION R Side bldg BLDG-365 | Mayport-Electric-Circuit 3 | PWD MAYPORT
MAYPOR-EL-CKT-3 | S366147 | UEM,Electric Meter, S366147, Delivery, 41106868 | J10 - Electric Utilities | J1030 - Distribution | J1030150 - Circuits | 1 | LF | 1/1/2012 00:00:00 | PUMPHOUSE GOLF COURSE | Mayport-Electric-Circuit 3 | PWD MAYPORT
MAYPOR-EL-CKT-3 | S366207 | UEM,Electric Meter, M-SE_03_EL_BL_1922_2, Delivery, 120310062 | J10 - Electric Utilities | J1030 - Distribution | J1030150 - Circuits | 1 | LF | 1/1/2012 00:00:00 | PIER B-3B/T2 DISTRIBUTION PANEL / SWITCHGEAR | Mayport-Electric-Circuit 3 | PWD MAYPORT
MAYPOR-EL-CKT-3 | S366208 | UEM,Electric Meter, M-SE_03_EL_BL_1923_2, Delivery, 120310071 | J10 - Electric Utilities | J1030 - Distribution | J1030150 - Circuits | 1 | LF | 1/1/2012 00:00:00 | PIER B-3B/T2 PIER B-2 / T1 DISTRIBUTION PANEL WALL MOUNT IN EL ROOMDISTRIBUTION PANEL / SWITCHGEAR | Mayport-Electric-Circuit 3 | PWD MAYPORT
MAYPOR-EL-CKT-3 | S366209 | UEM,Electric Meter, M-SE_03_EL_BL_1924_2, Delivery, 120310080 | J10 - Electric Utilities | J1030 - Distribution | J1030150 - Circuits | 1 | LF | 1/1/2012 00:00:00 | PIER B-1 / T1 MAINTENANCE RECEPTACLE WALL MOUNT IN ELE ROOM | Mayport-Electric-Circuit 3 | PWD MAYPORT
MAYPOR-EL-CKT-3 | S366298 | UEM,Electric Meter, M-SE_03_EL_QW_B1_B_T2_1, Delivery, 120310085 | J10 - Electric Utilities | J1030 - Distribution | J1030150 - Circuits | 1 | LF | 1/1/2012 00:00:00 | wharf 03-B1 BLDG-1924 | Mayport-Electric-Circuit 3 | PWD MAYPORT
MAYPOR-EL-CKT-3 | S366303 | UEM,Electric Meter, M-SE_03_EL_QW_B1_MAINT_T1_1, Delivery, 120310079 | J10 - Electric Utilities | J1030 - Distribution | J1030150 - Circuits | 1 | LF | 1/1/2012 00:00:00 | wharf 03-B1 BLDG-1924 | Mayport-Electric-Circuit 3 | PWD MAYPORT
MAYPOR-EL-CKT-3 | S366321 | UEM,Electric Meter, M-SE_03_EL_QW_B2_G_T1_1, Delivery, 120310073 | J10 - Electric Utilities | J1030 - Distribution | J1030150 - Circuits | 1 | LF | 1/1/2012 00:00:00 | wharf 03-B2 BLDG-1923 | Mayport-Electric-Circuit 3 | PWD MAYPORT
MAYPOR-EL-CKT-3 | S366322 | UEM,Electric Meter, M-SE_03_EL_QW_B2_H_T1_1, Delivery, 120310072 | J10 - Electric Utilities | J1030 - Distribution | J1030150 - Circuits | 1 | LF | 1/1/2012 00:00:00 | wharf 03-B2 BLDG-1923 | Mayport-Electric-Circuit 3 | PWD MAYPORT
MAYPOR-EL-CKT-3 | S366324 | UEM,Electric Meter, M-SE_03_EL_QW_B2_MAINT_T2_1, Delivery, 120310078 | J10 - Electric Utilities | J1030 - Distribution | J1030150 - Circuits | 1 | LF | 1/1/2012 00:00:00 | wharf 03-B2 BLDG-1923 | Mayport-Electric-Circuit 3 | PWD MAYPORT
MAYPOR-EL-CKT-3 | S366325 | UEM,Electric Meter, M-SE_03_EL_QW_B3_A_T2_1, Delivery, 120310068 | J10 - Electric Utilities | J1030 - Distribution | J1030150 - Circuits | 1 | LF | 1/1/2012 00:00:00 | wharf 03-B3 | Mayport-Electric-Circuit 3 | PWD MAYPORT
MAYPOR-EL-CKT-3 | S366332 | UEM,Electric Meter, M-SE_03_EL_QW_B3_C_T2_1, Delivery, 120310066 | J10 - Electric Utilities | J1030 - Distribution | J1030150 - Circuits | 1 | LF | 1/1/2012 00:00:00 | wharf 03-B3 | Mayport-Electric-Circuit 3 | PWD MAYPORT
MAYPOR-EL-CKT-3 | S366333 | UEM,Electric Meter, M-SE_03_EL_QW_B3_F_T1_1, Delivery, 120310065 | J10 - Electric Utilities | J1030 - Distribution | J1030150 - Circuits | 1 | LF | 1/1/2012 00:00:00 | wharf 03-B3 | Mayport-Electric-Circuit 3 | PWD MAYPORT
MAYPOR-EL-CKT-3 | S366334 | UEM,Electric Meter, M-SE_03_EL_QW_B3_G_T1_1, Delivery, 120310064 | J10 - Electric Utilities | J1030 - Distribution | J1030150 - Circuits | 1 | LF | 1/1/2012 00:00:00 | wharf 03-B3 | Mayport-Electric-Circuit 3 | PWD MAYPORT
MAYPOR-EL-CKT-3 | S366335 | UEM,Electric Meter, M-SE_03_EL_QW_B3_H_T1_1, Delivery, 120310063 | J10 - Electric Utilities | J1030 - Distribution | J1030150 - Circuits | 1 | LF | 1/1/2012 00:00:00 | wharf 03-B3 | Mayport-Electric-Circuit 3 | PWD MAYPORT
MAYPOR-EL-CKT-3 | S366337 | UEM,Electric Meter, M-SE_03_EL_QW_B3_MAINT_T2_1, Delivery, 120310069 | J10 - Electric Utilities | J1030 - Distribution | J1030150 - Circuits | 1 | LF | 1/1/2012 00:00:00 | wharf 03-B3 | Mayport-Electric-Circuit 3 | PWD MAYPORT
MAYPOR-EL-CKT-3 | S366496 | UEM,Electric Meter, M-1352LS, Delivery | J10 - Electric Utilities | J1030 - Distribution | J1030150 - Circuits | 1 | LF | 1/1/2012 00:00:00 | SWG LIFT STATION / NW CORNER OF BLDG OUTSIDE FENCE IN ASPHALT | Mayport-Electric-Circuit 3 | PWD MAYPORT
MAYPOR-EL-CKT-3 | S366508 | UEM,Electric Meter, M-1260, Delivery | J10 - Electric Utilities | J1030 - Distribution | J1030150 - Circuits | 1 | LF | 1/1/2012 00:00:00 | BATH HOUSE | Mayport-Electric-Circuit 3 | PWD MAYPORT
MAYPOR-EL-CKT-3 | S369656 | UEM,Electric Meter, S369656, Delivery, 36148405 | J10 - Electric Utilities | J1030 - Distribution | J1030120 - Support Structures | 1 | EA | 2/6/2006 00:00:00 | LIGHTS C PIER | Mayport-Electric-Circuit 3 | PWD MAYPORT
MAYPOR-EL-CKT-3 | S369706 | UEM,Electric Meter, S369706, Delivery, 36097416 | J10 - Electric Utilities | J1030 - Distribution | J1030120 - Support Structures | 1 | EA | 2/5/2006 00:00:00 | TRAILER NEAR AIRFIELD ACROSS FROM B-1 WHARF | Mayport-Electric-Circuit 3 | PWD MAYPORT
MAYPOR-EL-CKT-3 | S395466 | UEM,Transformer, T-1423, Distribution, Pad Mounted, 75.0 KVA, Oil Immersed | J10 - Electric Utilities | J1030 - Distribution | J1030150 - Circuits | 1 | LF | 6/15/2021 00:00:00 |  | Mayport-Electric-Circuit 3 | PWD MAYPORT
MAYPOR-EL-CKT-3 | S443064 | UEM,Control System, ANT-1924, Antenna | J10 - Electric Utilities | J1030 - Distribution | J1030150 - Circuits | 2 | LF | 2/6/2011 00:00:00 | BLDG-1924 | Mayport-Electric-Circuit 3 | PWD MAYPORT
MAYPOR-EL-CKT-3 | S443065 | UEM,Control System, ANT-1923 RTU, Antenna | J10 - Electric Utilities | J1030 - Distribution | J1030150 - Circuits | 2 | LF | 2/6/2011 00:00:00 | BLDG-1923 | Mayport-Electric-Circuit 3 | PWD MAYPORT
MAYPOR-EL-CKT-3 | S443590 | UEM,Control System, ANT-1922 RTU, Antenna | J10 - Electric Utilities | J1030 - Distribution | J1030150 - Circuits | 2 | LF | 6/2/2011 00:00:00 | BLDG-1922 | Mayport-Electric-Circuit 3 | PWD MAYPORT
MAYPOR-EL-CKT-3 | S447683 | UEM,Control System, ANT-1922, Antenna | J10 - Electric Utilities | J1030 - Distribution | J1030150 - Circuits | 2 | LF | 6/1/2011 00:00:00 |  | Mayport-Electric-Circuit 3 | PWD MAYPORT
MAYPOR-EL-CKT-3 | S447684 | UEM,Control System, ANT-1924, Antenna | J10 - Electric Utilities | J1030 - Distribution | J1030150 - Circuits | 2 | LF | 6/1/2011 00:00:00 |  | Mayport-Electric-Circuit 3 | PWD MAYPORT
MAYPOR-EL-CKT-3 | S447685 | UEM,Control System, ANT-1969, Antenna | J10 - Electric Utilities | J1030 - Distribution | J1030150 - Circuits | 2 | LF | 6/1/2011 00:00:00 |  | Mayport-Electric-Circuit 3 | PWD MAYPORT
MAYPOR-EL-CKT-3 | S454743 | UEM,Electric Meter, M-TP2, Delivery, ZYY01903100200000 | J10 - Electric Utilities | J1030 - Distribution | J1030150 - Circuits | 1 | LF | 3/7/2024 00:00:00 | CONTRACTOR TRAILER PARK NEAR B-365 | Mayport-Electric-Circuit 3 | PWD MAYPORT
MAYPOR-EL-CKT-3 | S454744 | UEM,Control System, ANT-TP2, Antenna | J10 - Electric Utilities | J1030 - Distribution | J1030150 - Circuits | 2 | LF | 3/7/2024 00:00:00 |  | Mayport-Electric-Circuit 3 | PWD MAYPORT
MAYPOR-EL-CKT-3 | S485334 | UEM,Switch, SW-83, Pad Mounted, Sectionalizing, 35,000 VOLT, Oil | J10 - Electric Utilities | J1030 - Distribution | J1030140 - Sub Stations | 1 | EA | 8/19/2024 00:00:00 | SWITCH 83 - 342 BRAVO PIER (SUB B-2) (OIL SWITCH) | Mayport-Electric-Circuit 3 | PWD MAYPORT
MAYPOR-EL-CKT-3 | S485350 | UEM,Switch, SW-84, Pad Mounted, Sectionalizing, 35,000 VOLT, Oil | J10 - Electric Utilities | J1030 - Distribution | J1030140 - Sub Stations | 1 | EA | 8/19/2024 00:00:00 | MYP-SWITCH 84 - 362 BRAVO PIER (SUB B-3) | Mayport-Electric-Circuit 3 | PWD MAYPORT
MAYPOR-EL-CKT-3 | UMA433000080 | ELECTRIC METER, EM-198, MASTER | J10 - Electric Utilities | J1030 - Distribution | J1030150 - Circuits | 1 | LF | 1/1/2010 00:00:00 | main sub station | Mayport-Electric-Circuit 3 | PWD MAYPORT
MAYPOR-EL-CKT-3 | UMA433000166 | ELECTRIC METER, EM-XXX, MASTER | J10 - Electric Utilities | J1030 - Distribution | J1030150 - Circuits | 1 | LF | 1/1/2010 00:00:00 | on pole WP-120; WEST SIDE OF NEW MAINE ST, SOUTHEAST OF BLDG 1260 | Mayport-Electric-Circuit 3 | PWD MAYPORT
MAYPOR-EL-CKT-3 | UMA438000454 | ELECTRIC LINE, C-UG-3, PRIMARY UNDERGROUND, 35000 | J10 - Electric Utilities | J1030 - Distribution | J1030150 - Circuits | 1 | LF | 1/1/1980 00:00:00 |  | Mayport-Electric-Circuit 3 | PWD MAYPORT
MAYPOR-EL-CKT-3 | UMA438000462 | ELECTRIC LINE, C-OH-3, PRIMARY OVERHEAD, 35000 | J10 - Electric Utilities | J1030 - Distribution | J1030150 - Circuits | 1 | LF | 1/1/1980 00:00:00 |  | Mayport-Electric-Circuit 3 | PWD MAYPORT
MAYPOR-EL-CKT-3 | UMA654000120 | UEM,Transformer, T-306-A, Distribution, Pole Mounted, 37.5 KVA, Oil Immersed | J10 - Electric Utilities | J1030 - Distribution | J1030150 - Circuits | 1 | LF | 1/1/1990 00:00:00 | OLD T-120-1 | Mayport-Electric-Circuit 3 | PWD MAYPORT
MAYPOR-EL-CKT-3 | UMA654000121 | UEM,Transformer, T-306-B, Distribution, Pole Mounted, 37.5 KVA, Oil Immersed | J10 - Electric Utilities | J1030 - Distribution | J1030150 - Circuits | 1 | LF | 1/1/1990 00:00:00 | OLD T-120-2 | Mayport-Electric-Circuit 3 | PWD MAYPORT
MAYPOR-EL-CKT-3 | UMA654000122 | UEM,Transformer, T-306-C, Distribution, Pole Mounted, 37.5 KVA, Oil Immersed | J10 - Electric Utilities | J1030 - Distribution | J1030150 - Circuits | 1 | LF | 1/1/1990 00:00:00 | OLD T-120-3 | Mayport-Electric-Circuit 3 | PWD MAYPORT
MAYPOR-EL-CKT-3 | UMA654000123 | UEM,Switch, SW-TT-61, Pad Mounted, Sectionalizing, 35,000 VOLT, SF6 | J10 - Electric Utilities | J1030 - Distribution | J1030150 - Circuits | 1 | LF | 1/1/1996 00:00:00 | SW 61 - SOUTH OF THE FIRE STATION | Mayport-Electric-Circuit 3 | PWD MAYPORT
MAYPOR-EL-CKT-3 | UMA654000137 | UEM,Switch, SW-1923-1, Unit Substation, Load Interrupter, 35,000 VOLT, Air | J10 - Electric Utilities | J1030 - Distribution | J1030150 - Circuits | 1 | LF | 1/1/2006 00:00:00 | LOAD BREAK FOR T-1923-1 | Mayport-Electric-Circuit 3 | PWD MAYPORT
MAYPOR-EL-CKT-3 | UMA654000139 | UEM,Switch, SW-82, Pad Mounted, Sectionalizing, 35,000 VOLT, Oil | J10 - Electric Utilities | J1030 - Distribution | J1030150 - Circuits | 1 | LF | 1/1/2017 00:00:00 | 1924SS | Mayport-Electric-Circuit 3 | PWD MAYPORT
MAYPOR-EL-CKT-3 | UMA654000155 | UEM,Voltage Regulator, Other, Sub Station, 2,000.0 KVA | J10 - Electric Utilities | J1030 - Distribution | J1030150 - Circuits | 1 | LF | 1/1/2000 00:00:00 | BLDG. 1317 | Mayport-Electric-Circuit 3 | PWD MAYPORT
MAYPOR-EL-CKT-3 | UMA654000156 | UEM,Voltage Regulator, REG-2, Other, Sub Station, 2,000.0 KVA | J10 - Electric Utilities | J1030 - Distribution | J1030150 - Circuits | 1 | LF | 1/1/2000 00:00:00 | BLDG. 1317 | Mayport-Electric-Circuit 3 | PWD MAYPORT
MAYPOR-EL-CKT-3 | UMAXT2000132 | UEM,Switch, P-130, Pole Mounted, Disconnect, 25,000 VOLT, Air | J10 - Electric Utilities | J1030 - Distribution | J1030150 - Circuits | 1 | LF | 1/1/2005 00:00:00 | RISER FOR THE GOLF COURSE T-1981 | Mayport-Electric-Circuit 3 | PWD MAYPORT
MAYPOR-EL-CKT-3 | UMAXT2000133 | UEM,Switch, FCD-309A, Pole Mounted, Disconnect, 35,000 VOLT, Air | J10 - Electric Utilities | J1030 - Distribution | J1030150 - Circuits | 1 | LF | 1/1/2005 00:00:00 |  | Mayport-Electric-Circuit 3 | PWD MAYPORT
MAYPOR-EL-CKT-4 | A121301 | UEM,Switch, SW-107, Pad Mounted, Sectionalizing, 35,000 VOLT, SF6 | J10 - Electric Utilities | J1030 - Distribution | J1030150 - Circuits | 1 | LF | 1/1/2007 00:00:00 | SWITCH 107- 437 ORDANCE RD - T-147 | Mayport-Electric-Circuit 4 | PWD MAYPORT
MAYPOR-EL-CKT-4 | A121355 | UEM,Switch, SW-XX-39, Pad Mounted, Sectionalizing, 35,000 VOLT, SF6 | J10 - Electric Utilities | J1030 - Distribution | J1030150 - Circuits | 1 | LF | 1/1/2015 00:00:00 | MYP-SWITCH 39 -412 SEAHAWK DR - INFRONT OF 1552 | Mayport-Electric-Circuit 4 | PWD MAYPORT
MAYPOR-EL-CKT-4 | A121360 | UEM,Switch, SW-BA-42, Pad Mounted, Sectionalizing, 35,000 VOLT, SF6 | J10 - Electric Utilities | J1030 - Distribution | J1030150 - Circuits | 1 | LF | 1/1/1991 00:00:00 | MYP-SWITCH 42 -430 WING LN - BLDG. 1555 | Mayport-Electric-Circuit 4 | PWD MAYPORT
MAYPOR-EL-CKT-4 | A121361 | UEM,Switch, SW-BC-43, Pad Mounted, Sectionalizing, 35,000 VOLT, Oil | J10 - Electric Utilities | J1030 - Distribution | J1030150 - Circuits | 1 | LF | 1/1/2018 00:00:00 | MYP-SWITCH 43 -434 LAMP DR - NEAR T-432 | Mayport-Electric-Circuit 4 | PWD MAYPORT
MAYPOR-EL-CKT-4 | A121363 | UEM,Switch, SW-46, Pad Mounted, Sectionalizing, 35,000 VOLT, SF6 | J10 - Electric Utilities | J1030 - Distribution | J1030150 - Circuits | 1 | LF | 1/1/2007 00:00:00 | SWITCH 46-GROUND ELECTRONICS-PATROL RD- 4160V | Mayport-Electric-Circuit 4 | PWD MAYPORT
MAYPOR-EL-CKT-4 | A121410 | UEM,Switch, SW-109, Pad Mounted, Sectionalizing, 35,000 VOLT, SF6 | J10 - Electric Utilities | J1030 - Distribution | J1030150 - Circuits | 1 | LF | 1/1/1993 00:00:00 | SWITCH 109-480 PATROL RD N - NEAR BLDG 1613 - 4160V | Mayport-Electric-Circuit 4 | PWD MAYPORT
MAYPOR-EL-CKT-4 | A121411 | UEM,Switch, SW-110, Pad Mounted, Sectionalizing, 35,000 VOLT, SF6 | J10 - Electric Utilities | J1030 - Distribution | J1030150 - Circuits | 1 | LF | 1/1/2007 00:00:00 | SWITCH 110-466 OLD PATROL RD- NEAR BLDG 2025 - 4160V | Mayport-Electric-Circuit 4 | PWD MAYPORT
MAYPOR-EL-CKT-4 | A121412 | UEM,Switch, SW-VV-37, Pad Mounted, Sectionalizing, 35,000 VOLT, SF6 | J10 - Electric Utilities | J1030 - Distribution | J1030150 - Circuits | 1 | LF | 1/1/2005 00:00:00 | SWITCH 37 -406 LAMPS AVE - NEAR BLDG. 1343 | Mayport-Electric-Circuit 4 | PWD MAYPORT
MAYPOR-EL-CKT-4 | A121414 | UEM,Switch, SW-45, Pad Mounted, Sectionalizing, 35,000 VOLT, Oil | J10 - Electric Utilities | J1030 - Distribution | J1030150 - Circuits | 1 | LF | 1/1/2015 00:00:00 | SWITCH 45 - 460 OLD PATROL RD - 4160V | Mayport-Electric-Circuit 4 | PWD MAYPORT
MAYPOR-EL-CKT-4 | A121415 | UEM,Switch, SW-47, Pad Mounted, Sectionalizing, 35,000 VOLT, SF6 | J10 - Electric Utilities | J1030 - Distribution | J1030150 - Circuits | 1 | LF | 1/1/1996 00:00:00 | SWITCH 47 - 470 PATROL RD N - 4160V | Mayport-Electric-Circuit 4 | PWD MAYPORT
MAYPOR-EL-CKT-4 | A121416 | UEM,Switch, SW-80, Pad Mounted, Sectionalizing, 35,000 VOLT, SF6 | J10 - Electric Utilities | J1030 - Distribution | J1030150 - Circuits | 1 | LF | 1/1/1990 00:00:00 | SWITCH 80- 491 OLD PATROL RD - 4160V | Mayport-Electric-Circuit 4 | PWD MAYPORT
MAYPOR-EL-CKT-4 | A121442 | UEM,Transformer, T-2288, Distribution - Padmount Type, Pad Mounted, 225.0 KVA, Oil Immersed | J10 - Electric Utilities | J1030 - Distribution | J1030150 - Circuits | 1 | LF | 1/1/2015 00:00:00 | MYP-PAD MOUNT TRANSFORMER 150KVA-QUADRANT 2L | Mayport-Electric-Circuit 4 | PWD MAYPORT
MAYPOR-EL-CKT-4 | A121444 | UEM,Transformer, T-1338, Distribution - Padmount Type, Pad Mounted, 300.0 KVA, Oil Immersed | J10 - Electric Utilities | J1030 - Distribution | J1030150 - Circuits | 1 | LF | 1/1/2001 00:00:00 | MYP-PAD MOUNT TRANSFORMER 300KVA-QUADRANT 1L-1338 LAMP AVE | Mayport-Electric-Circuit 4 | PWD MAYPORT
MAYPOR-EL-CKT-4 | A121445 | UEM,Transformer, T-1343, Distribution - Padmount Type, Pad Mounted, 750.0 KVA, Oil Immersed | J10 - Electric Utilities | J1030 - Distribution | J1030150 - Circuits | 1 | LF | 1/1/1990 00:00:00 | MYP-PAD MOUNT TRANSFORMER 750KVA-QUADRANT 1L-1343 LAMPS AVE | Mayport-Electric-Circuit 4 | PWD MAYPORT
MAYPOR-EL-CKT-4 | A121446 | UEM,Transformer, T-1346, Distribution - Padmount Type, Pad Mounted, 112.5 KVA, Oil Immersed | J10 - Electric Utilities | J1030 - Distribution | J1030150 - Circuits | 1 | LF | 1/1/1995 00:00:00 | PAD MOUNT TRANSFORMER 112.5KVA - 1346 OLD PATROL RD - 4160V | Mayport-Electric-Circuit 4 | PWD MAYPORT
MAYPOR-EL-CKT-4 | A121454 | UEM,Transformer, T-1380, Distribution - Padmount Type, Pad Mounted, 75.0 KVA, Oil Immersed | J10 - Electric Utilities | J1030 - Distribution | J1030150 - Circuits | 1 | LF | 1/1/1990 00:00:00 | PAD MOUNT TRANSFORMER 75KVA - 1380 OLD PATROL RD | Mayport-Electric-Circuit 4 | PWD MAYPORT
MAYPOR-EL-CKT-4 | A121468 | UEM,Transformer, T-1444, Distribution, Pad Mounted, 75.0 KVA, Oil Immersed | J10 - Electric Utilities | J1030 - Distribution | J1030150 - Circuits | 1 | LF | 1/1/1990 00:00:00 | MYP-PAD MOUNT TRANSFORMER 75KVA-QUADRANT 1K-1444 PATROL RD N | Mayport-Electric-Circuit 4 | PWD MAYPORT
MAYPOR-EL-CKT-4 | A121469 | UEM,Transformer, T-1447, Distribution, Pole Mounted, 50.0 KVA, Oil Immersed | J10 - Electric Utilities | J1030 - Distribution | J1030150 - Circuits | 1 | LF | 1/1/1990 00:00:00 | LIGHTING TX FOR LONG TERM PARKING - 1447 DEPLOYMENT CT | Mayport-Electric-Circuit 4 | PWD MAYPORT
MAYPOR-EL-CKT-4 | A121470 | UEM,Transformer, T-1458, Distribution, Pad Mounted, 225.0 KVA, Oil Immersed | J10 - Electric Utilities | J1030 - Distribution | J1030150 - Circuits | 1 | LF | 9/1/1986 00:00:00 | MYP-PAD MOUNT TRANSFORMER 225KVA-QUADRANT 1C-1458 OLD PATROL RD | Mayport-Electric-Circuit 4 | PWD MAYPORT
MAYPOR-EL-CKT-4 | A121472 | UEM,Transformer, T-147, Distribution, Pad Mounted, 75.0 KVA, Oil Immersed | J10 - Electric Utilities | J1030 - Distribution | J1030150 - Circuits | 1 | LF | 1/1/1995 00:00:00 | MYP-PAD MOUNT TRANSFORMER 75KVA-QUADRANT 5C-147 ORDANCE RD | Mayport-Electric-Circuit 4 | PWD MAYPORT
MAYPOR-EL-CKT-4 | A121473 | UEM,Transformer, T-1470, Distribution, Pad Mounted, 750.0 KVA, Oil Immersed | J10 - Electric Utilities | J1030 - Distribution | J1030150 - Circuits | 1 | LF | 1/1/1995 00:00:00 | MYP-PAD MOUNT TRANSFORMER 750KVA-QUADRANT 1C-1470 OLD PATROL RD | Mayport-Electric-Circuit 4 | PWD MAYPORT
MAYPOR-EL-CKT-4 | A121482 | UEM,Transformer, T-1553, Distribution, Unit Substation, 1,500.0 KVA, Oil Immersed | J10 - Electric Utilities | J1030 - Distribution | J1030150 - Circuits | 1 | LF | 1/1/1990 00:00:00 | MYP-PAD MOUNT TRANSFORMER 1500KVA-QUADRANT 1P-1553 WING LN | Mayport-Electric-Circuit 4 | PWD MAYPORT
MAYPOR-EL-CKT-4 | A121483 | UEM,Transformer, T-1554, Distribution, Pad Mounted, 500.0 KVA, Oil Immersed | J10 - Electric Utilities | J1030 - Distribution | J1030150 - Circuits | 1 | LF | 1/1/2007 00:00:00 | MYP-PAD MOUNT TRANSFORMER 500KVA-QUADRANT 1P-1554 LAMP AVE | Mayport-Electric-Circuit 4 | PWD MAYPORT
MAYPOR-EL-CKT-4 | A121496 | UEM,Transformer, T-1598, Distribution, Pad Mounted, 300.0 KVA, Oil Immersed | J10 - Electric Utilities | J1030 - Distribution | J1030150 - Circuits | 1 | LF | 1/1/1995 00:00:00 | MYP-PAD MOUNT TRANSFORMER 300KVA-QUADRANT 1O-1599 SIKORSKY AVE | Mayport-Electric-Circuit 4 | PWD MAYPORT
MAYPOR-EL-CKT-4 | A121500 | UEM,Transformer, T-1600, Distribution, Pad Mounted, 500.0 KVA, Oil Immersed | J10 - Electric Utilities | J1030 - Distribution | J1030150 - Circuits | 1 | LF | 3/1/2004 00:00:00 | PAD MOUNT TRANSFORMER 112.5KVA - 1600 SIKORSKY AVE - 4160V | Mayport-Electric-Circuit 4 | PWD MAYPORT
MAYPOR-EL-CKT-4 | A121501 | UEM,Transformer, T-1609, Distribution, Pad Mounted, 75.0 KVA, Oil Immersed | J10 - Electric Utilities | J1030 - Distribution | J1030150 - Circuits | 1 | LF | 1/1/1980 00:00:00 | MYP-TRANSFORMER 75 KVA-QUADRANT 1O-1609 ORDANCE RD | Mayport-Electric-Circuit 4 | PWD MAYPORT
MAYPOR-EL-CKT-4 | A121503 | UEM,Transformer, T-1613, Distribution, Pad Mounted, 300.0 KVA, Oil Immersed | J10 - Electric Utilities | J1030 - Distribution | J1030150 - Circuits | 1 | LF | 1/1/1991 00:00:00 | MYP-PAD MOUNT TRANSFORMER 300KVA-QUADRANT 1C-1613 PATROL RD N | Mayport-Electric-Circuit 4 | PWD MAYPORT
MAYPOR-EL-CKT-4 | A121504 | UEM,Transformer, T-1624, Distribution, Pad Mounted, 150.0 KVA, Oil Immersed | J10 - Electric Utilities | J1030 - Distribution | J1030150 - Circuits | 1 | LF | 1/1/2001 00:00:00 | MYP-PAD MOUNT TRANSFORMER 150KVA-QUADRANT 1C-1624 OLD PATROL RD | Mayport-Electric-Circuit 4 | PWD MAYPORT
MAYPOR-EL-CKT-4 | A121505 | UEM,Transformer, T-164, Distribution, Pad Mounted, 75.0 KVA, Oil Immersed | J10 - Electric Utilities | J1030 - Distribution | J1030150 - Circuits | 1 | LF | 2/1/2000 00:00:00 | MYP-PAD MOUNT TRANSFORMER 75KVA-QUADRANT 1K-164 PATROL RD S | Mayport-Electric-Circuit 4 | PWD MAYPORT
MAYPOR-EL-CKT-4 | A121533 | UEM,Transformer, T-1986, Distribution, Pad Mounted, 300.0 KVA, Oil Immersed | J10 - Electric Utilities | J1030 - Distribution | J1030150 - Circuits | 1 | LF | 1/1/1995 00:00:00 | MYP-PAD MOUNT TRANSFORMER 300KVA-QUADRANT 1C-1986 PATROL RD N | Mayport-Electric-Circuit 4 | PWD MAYPORT
MAYPOR-EL-CKT-4 | A121534 | UEM,Transformer, T-432, Distribution, Pad Mounted, 3,750.0 KVA, Oil Immersed | J10 - Electric Utilities | J1030 - Distribution | J1030150 - Circuits | 1 | LF | 1/1/1996 00:00:00 | 432 LAMP DR - 26.4KV TO 4160V | Mayport-Electric-Circuit 4 | PWD MAYPORT
MAYPOR-EL-CKT-4 | A121577 | UEM,Transformer, T-262, Distribution, Pad Mounted, 112.5 KVA, Oil Immersed | J10 - Electric Utilities | J1030 - Distribution | J1030150 - Circuits | 1 | LF | 1/1/1990 00:00:00 | MYP-PAD MOUNT TRANSFORMER 112.5KVA-QUADRANT 1C-262 OLD PATROL RD | Mayport-Electric-Circuit 4 | PWD MAYPORT
MAYPOR-EL-CKT-4 | A121631 | UEM,Transformer, T-363, Distribution, Pad Mounted, 75.0 KVA, Oil Immersed | J10 - Electric Utilities | J1030 - Distribution | J1030150 - Circuits | 1 | LF | 1/1/1995 00:00:00 | PAD MOUNT XFMR 75KVA - 363 OLD PATROL RD | Mayport-Electric-Circuit 4 | PWD MAYPORT
MAYPOR-EL-CKT-4 | A121657 | UEM,Transformer, T-436, Distribution, Pad Mounted, 112.5 KVA, Oil Immersed | J10 - Electric Utilities | J1030 - Distribution | J1030150 - Circuits | 1 | LF | 1/1/1990 00:00:00 | MYP-PAD MOUNT TRANSFORMER 112.5KVA-QUADRANT 1G-436 OLD PATROL RD | Mayport-Electric-Circuit 4 | PWD MAYPORT
MAYPOR-EL-CKT-4 | A121665 | UEM,Transformer, T-463, Distribution, Pole Mounted, 15.0 KVA, Oil Immersed | J10 - Electric Utilities | J1030 - Distribution | J1030150 - Circuits | 1 | LF | 1/1/1990 00:00:00 | TRANSFORMER 15 KVA - POLE MOUNTED - 463 PATROL RD N | Mayport-Electric-Circuit 4 | PWD MAYPORT
MAYPOR-EL-CKT-4 | A121669 | UEM,Transformer, T-471, Distribution, Pad Mounted, 750.0 KVA, Oil Immersed | J10 - Electric Utilities | J1030 - Distribution | J1030150 - Circuits | 1 | LF | 1/1/1995 00:00:00 | MYP-PAD MOUNT TRANSFORMER 750KVA-QUADRANT 1D-471 OLD PATROL RD | Mayport-Electric-Circuit 4 | PWD MAYPORT
MAYPOR-EL-CKT-4 | S344422 | UEM,Switch, SW-44, Pad Mounted, Sectionalizing, 35,000 VOLT, Oil | J10 - Electric Utilities | J1030 - Distribution | J1030150 - Circuits | 1 | LF | 12/27/2019 00:00:00 | SWITCH 44 - 440 PATROL RD S - 4160V | Mayport-Electric-Circuit 4 | PWD MAYPORT
MAYPOR-EL-CKT-4 | S363153 | UEM,Transformer, T-1552, Distribution, Pad Mounted, 750.0 KVA, Oil Immersed | J10 - Electric Utilities | J1030 - Distribution | J1030150 - Circuits | 1 | LF | 11/9/2020 00:00:00 | MYP-PAD MOUNT TRANSFORMER 750KVA-QUADRANT 1L-1552 SEAHAWK DR | Mayport-Electric-Circuit 4 | PWD MAYPORT
MAYPOR-EL-CKT-4 | S363154 | UEM,Switch, SW-YY-40, Pad Mounted, Sectionalizing, 35,000 VOLT, SF6 | J10 - Electric Utilities | J1030 - Distribution | J1030150 - Circuits | 1 | LF | 11/7/2020 00:00:00 | SWITCH 40 - 420 SEAHAWK DR - 26.4KV CKT-4 | Mayport-Electric-Circuit 4 | PWD MAYPORT
MAYPOR-EL-CKT-4 | S364367 | UEM,Electric Meter, M-SE_03_EL_QW_C1_T2_1, Delivery, 120310034 | J10 - Electric Utilities | J1030 - Distribution | J1030150 - Circuits | 1 | LF | 1/1/2012 00:00:00 | SUBDTATION C-1-2a BLDG-1253 SE_03_EL_BL_1253_1 | Mayport-Electric-Circuit 4 | PWD MAYPORT
MAYPOR-EL-CKT-4 | S364368 | UEM,Electric Meter, M-SE_03_EL_BL_1253_2, Delivery, 120310035 | J10 - Electric Utilities | J1030 - Distribution | J1030150 - Circuits | 1 | LF | 1/1/2012 00:00:00 | SUBDTATION C-1-4 BLDG-1253 | Mayport-Electric-Circuit 4 | PWD MAYPORT
MAYPOR-EL-CKT-4 | S364382 | UEM,Electric Meter, SE_03_EL_BL_1258_1, Delivery, 120310038 | J10 - Electric Utilities | J1030 - Distribution | J1030150 - Circuits | 1 | LF | 1/1/2012 00:00:00 | SUBDTATION C-2-2a BLDG-1258 | Mayport-Electric-Circuit 4 | PWD MAYPORT
MAYPOR-EL-CKT-4 | S365719 | UEM,Electric Meter, S365719, Delivery, 13030448 | J10 - Electric Utilities | J1030 - Distribution | J1030150 - Circuits | 1 | LF | 1/1/2012 00:00:00 | TUG PIER ON SECOND FLOOR | Mayport-Electric-Circuit 4 | PWD MAYPORT
MAYPOR-EL-CKT-4 | S365757 | UEM,Electric Meter, S365757, Delivery, S365757 | J10 - Electric Utilities | J1030 - Distribution | J1030150 - Circuits | 1 | LF | 1/1/2012 00:00:00 | MAG AREA, FIRING RANGE BLDG-345 | Mayport-Electric-Circuit 4 | PWD MAYPORT
MAYPOR-EL-CKT-4 | S365758 | UEM,Electric Meter, S365758, Delivery, 36097431 | J10 - Electric Utilities | J1030 - Distribution | J1030150 - Circuits | 1 | LF | 1/1/2012 00:00:00 | MAGAZINE AREA / ON N SIDE | Mayport-Electric-Circuit 4 | PWD MAYPORT
MAYPOR-EL-CKT-4 | S365780 | UEM,Electric Meter, S365780, Delivery, 36097480 | J10 - Electric Utilities | J1030 - Distribution | J1030150 - Circuits | 1 | LF | 1/1/2012 00:00:00 | located S. Side of bldg 1460 | Mayport-Electric-Circuit 4 | PWD MAYPORT
MAYPOR-EL-CKT-4 | S365781 | UEM,Electric Meter, S365781, Delivery, 36097481 | J10 - Electric Utilities | J1030 - Distribution | J1030150 - Circuits | 1 | LF | 1/1/2012 00:00:00 | located S. Side of bldg 1460back side bldg 1442 south | Mayport-Electric-Circuit 4 | PWD MAYPORT
MAYPOR-EL-CKT-4 | S365789 | UEM,Electric Meter, S365789, Delivery, 36097491 | J10 - Electric Utilities | J1030 - Distribution | J1030150 - Circuits | 1 | LF | 1/1/2012 00:00:00 | BLDG-262 | Mayport-Electric-Circuit 4 | PWD MAYPORT
MAYPOR-EL-CKT-4 | S365811 | UEM,Electric Meter, M-1343, Delivery, 36097684 | J10 - Electric Utilities | J1030 - Distribution | J1030150 - Circuits | 1 | LF | 1/1/2012 00:00:00 | B-1343 Firefighting simulator- east corner | Mayport-Electric-Circuit 4 | PWD MAYPORT
MAYPOR-EL-CKT-4 | S365815 | UEM,Electric Meter, S365815, Delivery, 36097687 | J10 - Electric Utilities | J1030 - Distribution | J1030150 - Circuits | 1 | LF | 1/1/2012 00:00:00 | C PIER LIFT STATION BLDG-1354 | Mayport-Electric-Circuit 4 | PWD MAYPORT
MAYPOR-EL-CKT-4 | S365836 | UEM,Electric Meter, M-2073, Delivery, 36148238 | J10 - Electric Utilities | J1030 - Distribution | J1030150 - Circuits | 1 | LF | 1/1/2012 00:00:00 | south side bldg 2073 fuel farm area | Mayport-Electric-Circuit 4 | PWD MAYPORT
MAYPOR-EL-CKT-4 | S365838 | UEM,Electric Meter, S365838, Delivery, 36148244 | J10 - Electric Utilities | J1030 - Distribution | J1030150 - Circuits | 1 | LF | 1/1/2012 00:00:00 | south side bldg 2073 fuel farm area | Mayport-Electric-Circuit 4 | PWD MAYPORT
MAYPOR-EL-CKT-4 | S365841 | UEM,Electric Meter, S365841, Delivery, 36148257 | J10 - Electric Utilities | J1030 - Distribution | J1030150 - Circuits | 1 | LF | 1/1/2012 00:00:00 | RECYCLE CENTER BLDG-1624 | Mayport-Electric-Circuit 4 | PWD MAYPORT
MAYPOR-EL-CKT-4 | S365856 | UEM,Electric Meter, S365853, Delivery, 36148300 | J10 - Electric Utilities | J1030 - Distribution | J1030150 - Circuits | 1 | LF | 1/1/2012 00:00:00 | located on transformer north side BLDG-1458 | Mayport-Electric-Circuit 4 | PWD MAYPORT
MAYPOR-EL-CKT-4 | S365865 | UEM,Electric Meter, S365765, Delivery, 36148343 | J10 - Electric Utilities | J1030 - Distribution | J1030150 - Circuits | 1 | LF | 1/1/2012 00:00:00 | E Corner bldg JET ENGINE TEST BUILDING BLDG-1609 | Mayport-Electric-Circuit 4 | PWD MAYPORT
MAYPOR-EL-CKT-4 | S365867 | UEM,Electric Meter, S365767, Delivery, 36148345 | J10 - Electric Utilities | J1030 - Distribution | J1030150 - Circuits | 1 | LF | 1/1/2012 00:00:00 | BLDG. # 436 | Mayport-Electric-Circuit 4 | PWD MAYPORT
MAYPOR-EL-CKT-4 | S365878 | UEM,Electric Meter, S365878, Delivery, 36148379 | J10 - Electric Utilities | J1030 - Distribution | J1030150 - Circuits | 1 | LF | 1/1/2012 00:00:00 | Mech RMS HSL 44, 46, AND 48 BLDG-1552 | Mayport-Electric-Circuit 4 | PWD MAYPORT
MAYPOR-EL-CKT-4 | S365879 | UEM,Electric Meter, S365879, Delivery, 36148380 | J10 - Electric Utilities | J1030 - Distribution | J1030150 - Circuits | 1 | LF | 1/1/2012 00:00:00 | NAS AIMD FACILITY AIRCRAFT INT. MAINT. FAC. WITH / CRANE | Mayport-Electric-Circuit 4 | PWD MAYPORT
MAYPOR-EL-CKT-4 | S365917 | UEM,Electric Meter, S365917, Delivery, 36148401 | J10 - Electric Utilities | J1030 - Distribution | J1030150 - Circuits | 1 | LF | 1/1/2012 00:00:00 | DYNACORP E. side behind Bldg. 2085 on Transformer | Mayport-Electric-Circuit 4 | PWD MAYPORT
MAYPOR-EL-CKT-4 | S365918 | UEM,Electric Meter, S365918, Delivery, 36148402 | J10 - Electric Utilities | J1030 - Distribution | J1030150 - Circuits | 1 | LF | 1/1/2012 00:00:00 | MOUNTED ON POLE NEST TO TRANSFORMER 1598 | Mayport-Electric-Circuit 4 | PWD MAYPORT
MAYPOR-EL-CKT-4 | S365921 | UEM,Electric Meter, S365921, Delivery, 36148404 | J10 - Electric Utilities | J1030 - Distribution | J1030150 - Circuits | 1 | LF | 1/1/2012 00:00:00 | outside on transformer BLDG-2085 | Mayport-Electric-Circuit 4 | PWD MAYPORT
MAYPOR-EL-CKT-4 | S365959 | UEM,Electric Meter, S365959, Delivery, 36148413 | J10 - Electric Utilities | J1030 - Distribution | J1030150 - Circuits | 1 | LF | 1/1/2012 00:00:00 | MECHANICAL RM NEXT TO TRSFMRS SE SIDE MAYPOR-1555 | Mayport-Electric-Circuit 4 | PWD MAYPORT
MAYPOR-EL-CKT-4 | S365961 | UEM,Electric Meter, S365961, Delivery, 36148415 | J10 - Electric Utilities | J1030 - Distribution | J1030150 - Circuits | 1 | LF | 1/1/2012 00:00:00 | Air Field Control Twr BLDG-2215 | Mayport-Electric-Circuit 4 | PWD MAYPORT
MAYPOR-EL-CKT-4 | S365975 | UEM,Electric Meter, S365975, Delivery, 36148419 | J10 - Electric Utilities | J1030 - Distribution | J1030150 - Circuits | 1 | LF | 1/1/2012 00:00:00 | GOLF COURSE CLUB HOUSE B1981 | Mayport-Electric-Circuit 4 | PWD MAYPORT
MAYPOR-EL-CKT-4 | S366052 | UEM,Electric Meter, S365052, Delivery, 04946915 | J10 - Electric Utilities | J1030 - Distribution | J1030150 - Circuits | 1 | LF | 1/1/2012 00:00:00 | BLDG-413 | Mayport-Electric-Circuit 4 | PWD MAYPORT
MAYPOR-EL-CKT-4 | S366060 | UEM,Electric Meter, S365060, Delivery, 36148461 | J10 - Electric Utilities | J1030 - Distribution | J1030150 - Circuits | 1 | LF | 1/1/2012 00:00:00 | NEW NITROGEN GAS GENERATOR BLDG-1618 | Mayport-Electric-Circuit 4 | PWD MAYPORT
MAYPOR-EL-CKT-4 | S366061 | UEM,Electric Meter, S365061, Delivery, 36148462 | J10 - Electric Utilities | J1030 - Distribution | J1030150 - Circuits | 1 | LF | 1/1/2012 00:00:00 | NAS GEN PURPOSE WHSE BLDG-1554 | Mayport-Electric-Circuit 4 | PWD MAYPORT
MAYPOR-EL-CKT-4 | S366116 | UEM,Electric Meter, S366116, Delivery, 36148468 | J10 - Electric Utilities | J1030 - Distribution | J1030150 - Circuits | 1 | LF | 1/1/2012 00:00:00 | AIRFIELD TACAN/SWEND OF AIR FIELD | Mayport-Electric-Circuit 4 | PWD MAYPORT
MAYPOR-EL-CKT-4 | S366124 | UEM,Electric Meter, S366124, Delivery, 36148480 | J10 - Electric Utilities | J1030 - Distribution | J1030150 - Circuits | 1 | LF | 1/1/2012 00:00:00 | Fire Trng Ctr SS353 in back BLDG-1552 | Mayport-Electric-Circuit 4 | PWD MAYPORT
MAYPOR-EL-CKT-4 | S366125 | UEM,Electric Meter, S366125, Delivery, 36148530 | J10 - Electric Utilities | J1030 - Distribution | J1030150 - Circuits | 1 | LF | 1/1/2012 00:00:00 | NAS HSL 40 AND 42 (M2,1160) BLDG-1552 | Mayport-Electric-Circuit 4 | PWD MAYPORT
MAYPOR-EL-CKT-4 | S366138 | UEM,Electric Meter, S366138, Delivery, 36148565 | J10 - Electric Utilities | J1030 - Distribution | J1030150 - Circuits | 1 | LF | 1/1/2012 00:00:00 | located on S. Side of bldg 1346 | Mayport-Electric-Circuit 4 | PWD MAYPORT
MAYPOR-EL-CKT-4 | S366139 | UEM,Electric Meter, S366139, Delivery, 36148566 | J10 - Electric Utilities | J1030 - Distribution | J1030150 - Circuits | 1 | LF | 1/1/2012 00:00:00 | PWC HAZ WASTE / ON SW TRANSFORMER BLDG-1986 | Mayport-Electric-Circuit 4 | PWD MAYPORT
MAYPOR-EL-CKT-4 | S366140 | UEM,Electric Meter, S366140, Delivery, 36148567 | J10 - Electric Utilities | J1030 - Distribution | J1030150 - Circuits | 1 | LF | 1/1/2012 00:00:00 | ON PADMOUNT TRANS M1613 CBU420 BLDG-1613 | Mayport-Electric-Circuit 4 | PWD MAYPORT
MAYPOR-EL-CKT-4 | S366141 | UEM,Electric Meter, S366141, Delivery, 36148568 | J10 - Electric Utilities | J1030 - Distribution | J1030150 - Circuits | 1 | LF | 1/1/2012 00:00:00 | East side bldg 2045 | Mayport-Electric-Circuit 4 | PWD MAYPORT
MAYPOR-EL-CKT-4 | S366142 | UEM,Electric Meter, S366142, Delivery, 36148570 | J10 - Electric Utilities | J1030 - Distribution | J1030150 - Circuits | 1 | LF | 1/1/2012 00:00:00 | ON PADMOUNT TRANS M1380 | Mayport-Electric-Circuit 4 | PWD MAYPORT
MAYPOR-EL-CKT-4 | S366145 | UEM,Electric Meter, S366145, Delivery, 41106866 | J10 - Electric Utilities | J1030 - Distribution | J1030150 - Circuits | 1 | LF | 1/1/2012 00:00:00 | ON NORTHEAST SIDE OF THE BUILDING BLDG-1563 | Mayport-Electric-Circuit 4 | PWD MAYPORT
MAYPOR-EL-CKT-4 | S366146 | UEM,Electric Meter, S366146, Delivery, 41106867 | J10 - Electric Utilities | J1030 - Distribution | J1030150 - Circuits | 1 | LF | 1/1/2012 00:00:00 | ON PEDESTAL ACROSS THE STREET FROM BLDG 2284 | Mayport-Electric-Circuit 4 | PWD MAYPORT
MAYPOR-EL-CKT-4 | S366148 | UEM,Electric Meter, S366148, Delivery, 41106869 | J10 - Electric Utilities | J1030 - Distribution | J1030150 - Circuits | 1 | LF | 1/1/2012 00:00:00 | SWG LIFT STATION PRO BLDG-1981 | Mayport-Electric-Circuit 4 | PWD MAYPORT
MAYPOR-EL-CKT-4 | S366160 | UEM,Electric Meter, M-1399LS, Delivery, 41106891 | J10 - Electric Utilities | J1030 - Distribution | J1030150 - Circuits | 1 | LF | 1/1/2012 00:00:00 | LSSWG LIFT HSL 36 AREA NEXT TO CBU COMPOUND | Mayport-Electric-Circuit 4 | PWD MAYPORT
MAYPOR-EL-CKT-4 | S366169 | UEM,Electric Meter, M-2095, Delivery, 41106900 | J10 - Electric Utilities | J1030 - Distribution | J1030150 - Circuits | 1 | LF | 1/1/2012 00:00:00 | Guard tower at East end of Charlie peninsula TRANSFORMER #464 | Mayport-Electric-Circuit 4 | PWD MAYPORT
MAYPOR-EL-CKT-4 | S366171 | UEM,Electric Meter, M-2025, Delivery, 41106903 | J10 - Electric Utilities | J1030 - Distribution | J1030150 - Circuits | 1 | LF | 1/1/2012 00:00:00 | 2025 REFUSE CENTER | Mayport-Electric-Circuit 4 | PWD MAYPORT
MAYPOR-EL-CKT-4 | S366172 | UEM,Electric Meter, M-412, Delivery, 41106904 | J10 - Electric Utilities | J1030 - Distribution | J1030150 - Circuits | 1 | LF | 1/1/2012 00:00:00 | DISPOSAL SALVAGE BLDG-412 | Mayport-Electric-Circuit 4 | PWD MAYPORT
MAYPOR-EL-CKT-4 | S366173 | UEM,Electric Meter, M-262, Delivery, 41106905 | J10 - Electric Utilities | J1030 - Distribution | J1030150 - Circuits | 1 | LF | 1/1/2012 00:00:00 | Left side of front door works gate BLDG-262 | Mayport-Electric-Circuit 4 | PWD MAYPORT
MAYPOR-EL-CKT-4 | S366175 | UEM,Electric Meter, M-1600LS, Delivery, 41106874 | J10 - Electric Utilities | J1030 - Distribution | J1030150 - Circuits | 1 | LF | 1/1/2012 00:00:00 | SWG LIFT STATION 1600LS | Mayport-Electric-Circuit 4 | PWD MAYPORT
MAYPOR-EL-CKT-4 | S366187 | UEM,Electric Meter, M-2025, Delivery, 41106913 | J10 - Electric Utilities | J1030 - Distribution | J1030150 - Circuits | 1 | LF | 1/1/2012 00:00:00 | TRL BEHIND 2025 REFUSE CENTER | Mayport-Electric-Circuit 4 | PWD MAYPORT
MAYPOR-EL-CKT-4 | S366189 | UEM,Electric Meter, M-2288, Delivery, 45759632 | J10 - Electric Utilities | J1030 - Distribution | J1030150 - Circuits | 1 | LF | 1/1/2012 00:00:00 | AIR FIELD BY 2288 | Mayport-Electric-Circuit 4 | PWD MAYPORT
MAYPOR-EL-CKT-4 | S366204 | UEM,Electric Meter, M-SE_03_EL_BL_1258_2, Delivery, 120310039 | J10 - Electric Utilities | J1030 - Distribution | J1030150 - Circuits | 1 | LF | 1/1/2012 00:00:00 | C-PIER - SITE MAYPORT / WALL MOUNT IN ELE ROOM | Mayport-Electric-Circuit 4 | PWD MAYPORT
MAYPOR-EL-CKT-4 | S366233 | UEM,Electric Meter, M-1343, Delivery, 120310111 | J10 - Electric Utilities | J1030 - Distribution | J1030150 - Circuits | 1 | LF | 1/1/2012 00:00:00 | TRFMRS OUTSIDE 1343 | Mayport-Electric-Circuit 4 | PWD MAYPORT
MAYPOR-EL-CKT-4 | S366340 | UEM,Electric Meter, M-SE_03_EL_QW_C2_4160V_T1_1, Delivery, 120310089 | J10 - Electric Utilities | J1030 - Distribution | J1030150 - Circuits | 1 | LF | 1/1/2012 00:00:00 | wharf 03-C2 | Mayport-Electric-Circuit 4 | PWD MAYPORT
MAYPOR-EL-CKT-4 | S366502 | UEM,Electric Meter, M-2025, Delivery | J10 - Electric Utilities | J1030 - Distribution | J1030150 - Circuits | 1 | LF | 1/1/2012 00:00:00 | LOCATED ON SE CORNER OF BLDG NEXT TO B-2022 | Mayport-Electric-Circuit 4 | PWD MAYPORT
MAYPOR-EL-CKT-4 | S366629 | UEM,Electric Meter, M-1981, Delivery, 120320125 | J10 - Electric Utilities | J1030 - Distribution | J1030150 - Circuits | 1 | LF | 1/1/2012 00:00:00 | GOLF COURSE CLUB HOUSE IRRIGATION BLDG-1981 | Mayport-Electric-Circuit 4 | PWD MAYPORT
MAYPOR-EL-CKT-4 | S369230 | UEM,Electric Meter, M-SE_03_EL_QW_A1_1B_T1_1, Delivery, 120310040 | J10 - Electric Utilities | J1030 - Distribution | J1030140 - Sub Stations | 1 | EA | 2/15/2013 00:00:00 | ALPHA WHARF BLDG-1480 | Mayport-Electric-Circuit 4 | PWD MAYPORT
MAYPOR-EL-CKT-4 | S385663 | UEM,Switch, SW-WW-38, Pad Mounted, Sectionalizing, 35,000 VOLT, Oil | J10 - Electric Utilities | J1030 - Distribution | J1030150 - Circuits | 1 | LF | 5/10/2021 00:00:00 | SWITCH 38- 410 SEAHAWK DR - NORTH END OF 1552 | Mayport-Electric-Circuit 4 | PWD MAYPORT
MAYPOR-EL-CKT-4 | S390997 | UEM,Transformer, T-450, Distribution, Pad Mounted, 225.0 KVA, Oil Immersed | J10 - Electric Utilities | J1030 - Distribution | J1030150 - Circuits | 1 | LF | 6/1/2021 00:00:00 | MYP-PAD MOUNT TRANSFORMER 225KVA-QUADRANT 1K-450 OLD PATROL RD | Mayport-Electric-Circuit 4 | PWD MAYPORT
MAYPOR-EL-CKT-4 | S432403 | UEM,Switch, SW-ZZ-41, Pad Mounted, Sectionalizing, 35,000 VOLT, SF6 | J10 - Electric Utilities | J1030 - Distribution | J1030150 - Circuits | 1 | LF | 4/16/2023 00:00:00 | SWITCH 41- 426 WING LN - BLDG. 1553 | Mayport-Electric-Circuit 4 | PWD MAYPORT
MAYPOR-EL-CKT-4 | S446443 | UEM,Electric Meter, M-1986, Delivery, 36148194 | J10 - Electric Utilities | J1030 - Distribution | J1030150 - Circuits | 1 | LF | 10/3/2023 00:00:00 | TRL BEHIND 2025 REFUSE CENTER BLDG-1986 | Mayport-Electric-Circuit 4 | PWD MAYPORT
MAYPOR-EL-CKT-4 | S446454 | UEM,Electric Meter, S365734, Delivery, 36148478 | J10 - Electric Utilities | J1030 - Distribution | J1030150 - Circuits | 1 | LF | 10/3/2023 00:00:00 |  | Mayport-Electric-Circuit 4 | PWD MAYPORT
MAYPOR-EL-CKT-4 | S446618 | UEM,Electric Meter, M-1380, Delivery, 36148572 | J10 - Electric Utilities | J1030 - Distribution | J1030150 - Circuits | 1 | LF | 9/29/2023 00:00:00 | BLDG 1380 | Mayport-Electric-Circuit 4 | PWD MAYPORT
MAYPOR-EL-CKT-4 | S447924 | UEM,Transformer, T-515, Distribution - Padmount Type, Pad Mounted, 150.0 KVA, Oil Immersed | J10 - Electric Utilities | J1030 - Distribution | J1030150 - Circuits | 1 | LF | 1/1/1999 00:00:00 | TRANSFORMER 150 KVA SEA SPRITE LANE NEAR BLDG. 1609 | Mayport-Electric-Circuit 4 | PWD MAYPORT
MAYPOR-EL-CKT-4 | S454742 | UEM,Electric Meter, M-1615, Delivery, 120310116 | J10 - Electric Utilities | J1030 - Distribution | J1030150 - Circuits | 1 | LF | 3/6/2024 00:00:00 | BLDG-1615 NEAR BLDG 1613 | Mayport-Electric-Circuit 4 | PWD MAYPORT
MAYPOR-EL-CKT-4 | S454746 | UEM,Control System, ANT-1615, Antenna | J10 - Electric Utilities | J1030 - Distribution | J1030150 - Circuits | 2 | LF | 3/7/2024 00:00:00 |  | Mayport-Electric-Circuit 4 | PWD MAYPORT
MAYPOR-EL-CKT-4 | UMA654D00001 | UEM,Transformer, T-440, Distribution, Pole Mounted, 50.0 KVA, Oil Immersed | J10 - Electric Utilities | J1030 - Distribution | J1030150 - Circuits | 1 | LF | 1/1/2010 00:00:00 | UPL-440 - LONG TERM PARKING ENTERANCE | Mayport-Electric-Circuit 4 | PWD MAYPORT
MAYPOR-EL-CKT-4 | UMA654D00004 | UEM,Transformer, T-443, Distribution, Pole Mounted, 25.0 KVA, Oil Immersed | J10 - Electric Utilities | J1030 - Distribution | J1030150 - Circuits | 1 | LF | 1/1/1990 00:00:00 | OLD T-282 | Mayport-Electric-Circuit 4 | PWD MAYPORT
MAYPOR-EL-CKT-4 | UMA433000081 | ELECTRIC METER, EM-207, MASTER | J10 - Electric Utilities | J1030 - Distribution | J1030150 - Circuits | 1 | LF | 1/1/2010 00:00:00 | main sub station | Mayport-Electric-Circuit 4 | PWD MAYPORT
MAYPOR-EL-CKT-4 | UMA438000455 | ELECTRIC LINE, C-UG-4, PRIMARY UNDERGROUND, 35000 | J10 - Electric Utilities | J1030 - Distribution | J1030150 - Circuits | 1 | LF | 1/1/1970 00:00:00 |  | Mayport-Electric-Circuit 4 | PWD MAYPORT
MAYPOR-EL-CKT-4 | UMA438000463 | ELECTRIC LINE, C-OH-4, PRIMARY OVERHEAD, 5000 | J10 - Electric Utilities | J1030 - Distribution | J1030150 - Circuits | 1 | LF | 1/1/1980 00:00:00 |  | Mayport-Electric-Circuit 4 | PWD MAYPORT
MAYPOR-EL-CKT-4 | UMA653000001 | UEM,Transformer, T-438, Distribution, Pole Mounted, 25.0 KVA, Oil Immersed | J10 - Electric Utilities | J1030 - Distribution | J1030150 - Circuits | 1 | LF | 1/1/1995 00:00:00 | MAGAZINE AREA OLD T-1495 | Mayport-Electric-Circuit 4 | PWD MAYPORT
MAYPOR-EL-CKT-4 | UMA653000002 | UEM,Transformer, T-431, Distribution, Pole Mounted, 15.0 KVA, Oil Immersed | J10 - Electric Utilities | J1030 - Distribution | J1030150 - Circuits | 1 | LF | 1/1/1995 00:00:00 | UPL-431 - IN MAGAZINE AREA. | Mayport-Electric-Circuit 4 | PWD MAYPORT
MAYPOR-EL-CKT-4 | UMA653000004 | UEM,Transformer, T-418, Distribution, Pole Mounted, 50.0 KVA, Oil Immersed | J10 - Electric Utilities | J1030 - Distribution | J1030150 - Circuits | 1 | LF | 1/1/2000 00:00:00 | OLD T-122 | Mayport-Electric-Circuit 4 | PWD MAYPORT
MAYPOR-EL-CKT-4 | UMA653000006 | UEM,Transformer, T-402, Distribution, Pole Mounted, 25.0 KVA, Oil Immersed | J10 - Electric Utilities | J1030 - Distribution | J1030150 - Circuits | 1 | LF | 1/1/2000 00:00:00 | IN MAG AREA. UPL-402 | Mayport-Electric-Circuit 4 | PWD MAYPORT
MAYPOR-EL-CKT-4 | UMA653000007 | UEM,Transformer, T-2215, Distribution, Pad Mounted, 225.0 KVA, Oil Immersed | J10 - Electric Utilities | J1030 - Distribution | J1030150 - Circuits | 1 | LF | 1/1/2005 00:00:00 |  | Mayport-Electric-Circuit 4 | PWD MAYPORT
MAYPOR-EL-CKT-4 | UMA653000010 | UEM,Transformer, T-341B, Distribution, Pad Mounted, 15.0 KVA, Oil Immersed | J10 - Electric Utilities | J1030 - Distribution | J1030150 - Circuits | 1 | LF | 1/1/2015 00:00:00 | OUTSIDE ELCTRICAL FEED FROM JEA T-4099 - GATE 5 | Mayport-Electric-Circuit 4 | PWD MAYPORT
MAYPOR-EL-CKT-4 | UMA653000011 | UEM,Underground Structure, Junction Box | J10 - Electric Utilities | J1030 - Distribution | J1030150 - Circuits | 1 | LF | 1/1/2019 00:00:00 |  | Mayport-Electric-Circuit 4 | PWD MAYPORT
MAYPOR-EL-CKT-4 | UMA653000012 | UEM,Switch, SW-122, Pad Mounted, Sectionalizing, 35,000 VOLT, Oil | J10 - Electric Utilities | J1030 - Distribution | J1030150 - Circuits | 1 | LF | 1/1/2019 00:00:00 | NEAR BLDG. 2548 - 26.4KV CKT-4 | Mayport-Electric-Circuit 4 | PWD MAYPORT
MAYPOR-EL-CKT-4 | UMA653000013 | UEM,Transformer, T-2548-1, Distribution, Pad Mounted, 1,500.0 KVA, Oil Immersed | J10 - Electric Utilities | J1030 - Distribution | J1030150 - Circuits | 1 | LF | 1/1/2019 00:00:00 |  | Mayport-Electric-Circuit 4 | PWD MAYPORT
MAYPOR-EL-CKT-4 | UMA653000014 | UEM,Transformer, T-2548-2, Distribution, Pad Mounted, 300.0 KVA, Oil Immersed | J10 - Electric Utilities | J1030 - Distribution | J1030150 - Circuits | 1 | LF | 1/1/2019 00:00:00 |  | Mayport-Electric-Circuit 4 | PWD MAYPORT
MAYPOR-EL-CKT-4 | UMA653000015 | UEM,Transformer, T-2548-3, Distribution, Pad Mounted, 750.0 KVA, Oil Immersed | J10 - Electric Utilities | J1030 - Distribution | J1030150 - Circuits | 1 | LF | 1/1/2019 00:00:00 |  | Mayport-Electric-Circuit 4 | PWD MAYPORT
MAYPOR-EL-CKT-4 | UMA653000020 | UEM,Transformer, T-2482, Distribution, Pad Mounted, 75.0 KVA, Oil Immersed | J10 - Electric Utilities | J1030 - Distribution | J1030150 - Circuits | 1 | LF | 1/1/2013 00:00:00 |  | Mayport-Electric-Circuit 4 | PWD MAYPORT
MAYPOR-EL-CKT-4 | UMA653000021 | UEM,Switch, SW-121, Pad Mounted, Sectionalizing, 35,000 VOLT, Oil | J10 - Electric Utilities | J1030 - Distribution | J1030150 - Circuits | 1 | LF | 1/1/2019 00:00:00 | NEAR BLDG. 1380 - 26.4KV ON CKT 4 | Mayport-Electric-Circuit 4 | PWD MAYPORT
MAYPOR-EL-CKT-4 | UMA653000024 | UEM,Transformer, T-1599, Distribution, Pad Mounted, 300.0 KVA, Oil Immersed | J10 - Electric Utilities | J1030 - Distribution | J1030150 - Circuits | 1 | LF | 1/1/2001 00:00:00 | 1599 SIKORSKY AVE | Mayport-Electric-Circuit 4 | PWD MAYPORT
MAYPOR-EL-CKT-4 | UMA654000114 | UEM,Transformer, T-401, Distribution, Pole Mounted, 37.5 KVA, Oil Immersed | J10 - Electric Utilities | J1030 - Distribution | J1030150 - Circuits | 1 | LF | 1/1/1990 00:00:00 | SKEET RANGE - UPL-401 | Mayport-Electric-Circuit 4 | PWD MAYPORT
MAYPOR-EL-CKT-4 | UMA654000116 | UEM,Transformer, T-TTA-1, Distribution, Pad Mounted, 25.0 KVA, Oil Immersed | J10 - Electric Utilities | J1030 - Distribution | J1030150 - Circuits | 1 | LF | 1/1/2016 00:00:00 |  | Mayport-Electric-Circuit 4 | PWD MAYPORT
MAYPOR-EL-CKT-4 | UMA654000117 | UEM,Transformer, T-422-2, Distribution, Pad Mounted, 1,500.0 KVA, Oil Immersed | J10 - Electric Utilities | J1030 - Distribution | J1030150 - Circuits | 1 | LF | 1/1/2002 00:00:00 |  | Mayport-Electric-Circuit 4 | PWD MAYPORT
MAYPOR-EL-CKT-4 | UMA654000118 | UEM,Transformer, T-1555, Distribution, Pad Mounted, 1,500.0 KVA, Oil Immersed | J10 - Electric Utilities | J1030 - Distribution | J1030150 - Circuits | 1 | LF | 1/1/2017 00:00:00 |  | Mayport-Electric-Circuit 4 | PWD MAYPORT
MAYPOR-EL-CKT-4 | UMA654000119 | UEM,Transformer, T-1343A, Distribution - Padmount Type, Pad Mounted, 500.0 KVA, Oil Immersed | J10 - Electric Utilities | J1030 - Distribution | J1030150 - Circuits | 1 | LF | 1/1/2018 00:00:00 |  | Mayport-Electric-Circuit 4 | PWD MAYPORT
MAYPOR-EL-CKT-4 | UMA654000127 | UEM,Transformer, T-2792, Distribution, Pad Mounted, 500.0 KVA, Oil Immersed | J10 - Electric Utilities | J1030 - Distribution | J1030150 - Circuits | 1 | LF | 1/1/2018 00:00:00 |  | Mayport-Electric-Circuit 4 | PWD MAYPORT
MAYPOR-EL-CKT-4 | UMA654000167 | UEM,Switch, SW-120, Pad Mounted, Sectionalizing, 35,000 VOLT, Oil | J10 - Electric Utilities | J1030 - Distribution | J1030150 - Circuits | 1 | LF | 1/1/2019 00:00:00 | SW-120 - NEAR BLDG 1552 - 26.4KV FEED UNDER AIRFIELD | Mayport-Electric-Circuit 4 | PWD MAYPORT
MAYPOR-EL-CKT-4 | UMANV2000119 | UEM,Transformer, T-416, Distribution, Pole Mounted, 75.0 KVA, Oil Immersed | J10 - Electric Utilities | J1030 - Distribution | J1030150 - Circuits | 1 | LF | 1/1/2000 00:00:00 | Ammunition Road - UPL-416 | Mayport-Electric-Circuit 4 | PWD MAYPORT
MAYPOR-EL-CKT-5 | A121395 | UEM,Switch, SW-85, Pad Mounted, Sectionalizing, 35,000 VOLT, SF6 | J10 - Electric Utilities | J1030 - Distribution | J1030140 - Sub Stations | 1 | EA | 1/1/2010 00:00:00 | SWITCH 85 - 317 ALPHA PIER | Mayport-Electric-Circuit 5 | PWD MAYPORT
MAYPOR-EL-CKT-5 | A121397 | UEM,Switch, SW-87, Pad Mounted, Sectionalizing, 35,000 VOLT, SF6 | J10 - Electric Utilities | J1030 - Distribution | J1030140 - Sub Stations | 1 | EA | 1/1/2000 00:00:00 | SWITCH 87 - 303 DELTA PIER (SUB D2) | Mayport-Electric-Circuit 5 | PWD MAYPORT
MAYPOR-EL-CKT-5 | A121398 | UEM,Switch, SW-88, Pad Mounted, Sectionalizing, 35,000 VOLT, SF6 | J10 - Electric Utilities | J1030 - Distribution | J1030140 - Sub Stations | 1 | EA | 1/1/2000 00:00:00 | SWITCH 88 - 256 DELTA PIER (SUB D3) | Mayport-Electric-Circuit 5 | PWD MAYPORT
MAYPOR-EL-CKT-5 | A121399 | UEM,Switch, SW-89, Pad Mounted, Sectionalizing, 35,000 VOLT, SF6 | J10 - Electric Utilities | J1030 - Distribution | J1030140 - Sub Stations | 1 | EA | 1/1/1990 00:00:00 | SWITCH 89 - 256 DELTA PIER (SUB D-3) | Mayport-Electric-Circuit 5 | PWD MAYPORT
MAYPOR-EL-CKT-5 | A121401 | UEM,Switch, SW-90, Pad Mounted, Sectionalizing, 35,000 VOLT, SF6 | J10 - Electric Utilities | J1030 - Distribution | J1030140 - Sub Stations | 1 | EA | 1/1/2000 00:00:00 | SWITCH 90 - 216 DELTA PIER (SUB D-4) | Mayport-Electric-Circuit 5 | PWD MAYPORT
MAYPOR-EL-CKT-5 | A121402 | UEM,Switch, SW-91, Pad Mounted, Sectionalizing, 35,000 VOLT, SF6 | J10 - Electric Utilities | J1030 - Distribution | J1030140 - Sub Stations | 1 | EA | 1/1/2000 00:00:00 | SWITCH 91 - 218 DELTA PIER (SUB D-4) | Mayport-Electric-Circuit 5 | PWD MAYPORT
MAYPOR-EL-CKT-5 | S364351 | UEM,Electric Meter, M-SE_03_EL_QW_D1_E_T2_1, Delivery, 120310025 | J10 - Electric Utilities | J1030 - Distribution | J1030150 - Circuits | 1 | LF | 1/1/2012 00:00:00 | SUBDTATION D-1-3 BLDG-421 | Mayport-Electric-Circuit 5 | PWD MAYPORT
MAYPOR-EL-CKT-5 | S364354 | UEM,Electric Meter, M-SE_03_EL_QW_D1_D_T1_1, Delivery, 120310026 | J10 - Electric Utilities | J1030 - Distribution | J1030150 - Circuits | 1 | LF | 1/1/2012 00:00:00 | SUBDTATION D-1-4 BLDG-421 | Mayport-Electric-Circuit 5 | PWD MAYPORT
MAYPOR-EL-CKT-5 | S364356 | UEM,Electric Meter, M-SE_03_EL_QW_D1_C_T1_1, Delivery, 120310027 | J10 - Electric Utilities | J1030 - Distribution | J1030150 - Circuits | 1 | LF | 1/1/2012 00:00:00 | SUBDTATION D-1-5 BLDG-421 | Mayport-Electric-Circuit 5 | PWD MAYPORT
MAYPOR-EL-CKT-5 | S364359 | UEM,Electric Meter, M-SE_03_EL_QW_D1_A_T1_1, Delivery, 120310029 | J10 - Electric Utilities | J1030 - Distribution | J1030150 - Circuits | 1 | LF | 1/1/2012 00:00:00 | SUBDTATION D-1-7 BLDG-421 | Mayport-Electric-Circuit 5 | PWD MAYPORT
MAYPOR-EL-CKT-5 | S364361 | UEM,Electric Meter, M-SE_03_EL_BL_421_8, Delivery, 120310030 | J10 - Electric Utilities | J1030 - Distribution | J1030150 - Circuits | 1 | LF | 1/1/2012 00:00:00 | SUBDTATION D-1-8 BLDG-421 | Mayport-Electric-Circuit 5 | PWD MAYPORT
MAYPOR-EL-CKT-5 | S364363 | UEM,Electric Meter, M-SE_03_EL_BL_421_9, Delivery, 120310031 | J10 - Electric Utilities | J1030 - Distribution | J1030150 - Circuits | 1 | LF | 1/1/2012 00:00:00 | SUBDTATION D-1-9 BLDG-421 | Mayport-Electric-Circuit 5 | PWD MAYPORT
MAYPOR-EL-CKT-5 | S366198 | UEM,Electric Meter, M-SE_03_EL_BL_0418_7, Delivery, 120310007 | J10 - Electric Utilities | J1030 - Distribution | J1030150 - Circuits | 1 | LF | 1/1/2012 00:00:00 | WALL MOUNT IN ELE ROOM D-2 POWER HOUSE | Mayport-Electric-Circuit 5 | PWD MAYPORT
MAYPOR-EL-CKT-5 | S366199 | UEM,Electric Meter, M-SE_03_EL_BL_0419_7, Delivery, 120310014 | J10 - Electric Utilities | J1030 - Distribution | J1030150 - Circuits | 1 | LF | 1/1/2012 00:00:00 | PIER D-3 / HOUSE POWER WALL MOUNT IN ELE ROOM | Mayport-Electric-Circuit 5 | PWD MAYPORT
MAYPOR-EL-CKT-5 | S366200 | UEM,Electric Meter, M-SE_03_EL_PD_419_8, Delivery, 120310015 | J10 - Electric Utilities | J1030 - Distribution | J1030150 - Circuits | 1 | LF | 1/1/2012 00:00:00 | on post, next to transformer 25on wharf D-3 MP-0419 | Mayport-Electric-Circuit 5 | PWD MAYPORT
MAYPOR-EL-CKT-5 | S366201 | UEM,Electric Meter, M-SE_03_EL_BL_420_7, Delivery, 120310022 | J10 - Electric Utilities | J1030 - Distribution | J1030150 - Circuits | 1 | LF | 1/1/2012 00:00:00 | WALL MOUNT IN ELEC ROOM PIER D-4 HOUSE POWER | Mayport-Electric-Circuit 5 | PWD MAYPORT
MAYPOR-EL-CKT-5 | S366205 | UEM,Electric Meter, M-SE_03_EL_BL_1480_13, Delivery, 120310052 | J10 - Electric Utilities | J1030 - Distribution | J1030150 - Circuits | 1 | LF | 1/1/2012 00:00:00 | WALL MOUNT IN ELECTRICAL ROOM A PIER POWER HOUSE | Mayport-Electric-Circuit 5 | PWD MAYPORT
MAYPOR-EL-CKT-5 | S366345 | UEM,Electric Meter, M-SE_03_EL_QW_D1_B_T1_1, Delivery, 120310028 | J10 - Electric Utilities | J1030 - Distribution | J1030150 - Circuits | 1 | LF | 1/1/2012 00:00:00 | wharf 03-D1 | Mayport-Electric-Circuit 5 | PWD MAYPORT
MAYPOR-EL-CKT-5 | S366349 | UEM,Electric Meter, M-SE_03_EL_QW_D1_F_T2_1, Delivery, 120310024 | J10 - Electric Utilities | J1030 - Distribution | J1030150 - Circuits | 1 | LF | 1/1/2012 00:00:00 | wharf 03-D1 BLDG-421 | Mayport-Electric-Circuit 5 | PWD MAYPORT
MAYPOR-EL-CKT-5 | S366350 | UEM,Electric Meter, M-SE_03_EL_QW_D1_G_T2_1, Delivery, 120310023 | J10 - Electric Utilities | J1030 - Distribution | J1030150 - Circuits | 1 | LF | 1/1/2012 00:00:00 | wharf 03-D1 BLDG-421 | Mayport-Electric-Circuit 5 | PWD MAYPORT
MAYPOR-EL-CKT-5 | S366351 | UEM,Electric Meter, M-SE_03_EL_QW_D2_SD1_1-4_T1_1, Delivery, 120310005 | J10 - Electric Utilities | J1030 - Distribution | J1030150 - Circuits | 1 | LF | 1/1/2012 00:00:00 | wharf 03-D2 | Mayport-Electric-Circuit 5 | PWD MAYPORT
MAYPOR-EL-CKT-5 | S366352 | UEM,Electric Meter, M-SE_03_EL_QW_D2_SD1_1-4_T2_1, Delivery, 120310003 | J10 - Electric Utilities | J1030 - Distribution | J1030150 - Circuits | 1 | LF | 1/1/2012 00:00:00 | wharf 03-D2 | Mayport-Electric-Circuit 5 | PWD MAYPORT
MAYPOR-EL-CKT-5 | S366353 | UEM,Electric Meter, M-SE_03_EL_QW_D2_SD1_1-4_T3_1, Delivery, 120310001 | J10 - Electric Utilities | J1030 - Distribution | J1030150 - Circuits | 1 | LF | 1/1/2012 00:00:00 | wharf 03-D2 | Mayport-Electric-Circuit 5 | PWD MAYPORT
MAYPOR-EL-CKT-5 | S366354 | UEM,Electric Meter, M-SE_03_EL_QW_D2_SD2_5-8_T1_1, Delivery, 120310006 | J10 - Electric Utilities | J1030 - Distribution | J1030150 - Circuits | 1 | LF | 1/1/2012 00:00:00 | wharf 03-D2 | Mayport-Electric-Circuit 5 | PWD MAYPORT
MAYPOR-EL-CKT-5 | S366355 | UEM,Electric Meter, SE_03_EL_BL_418_4, Delivery, 120310004 | J10 - Electric Utilities | J1030 - Distribution | J1030150 - Circuits | 1 | LF | 1/1/2012 00:00:00 | wharf 03-D2 | Mayport-Electric-Circuit 5 | PWD MAYPORT
MAYPOR-EL-CKT-5 | S366356 | UEM,Electric Meter, SE_03_EL_BL_418_2, Delivery, 120310002 | J10 - Electric Utilities | J1030 - Distribution | J1030150 - Circuits | 1 | LF | 1/1/2012 00:00:00 | wharf 03-D2 | Mayport-Electric-Circuit 5 | PWD MAYPORT
MAYPOR-EL-CKT-5 | S366357 | UEM,Electric Meter, SE_03_EL_BL_419_2, Delivery, 120310009 | J10 - Electric Utilities | J1030 - Distribution | J1030150 - Circuits | 1 | LF | 1/1/2012 00:00:00 | wharf 03-D3 | Mayport-Electric-Circuit 5 | PWD MAYPORT
MAYPOR-EL-CKT-5 | S366363 | UEM,Electric Meter, SE_03_EL_BL_419_4, Delivery, 120310011 | J10 - Electric Utilities | J1030 - Distribution | J1030150 - Circuits | 1 | LF | 1/1/2012 00:00:00 | wharf 03-D3 | Mayport-Electric-Circuit 5 | PWD MAYPORT
MAYPOR-EL-CKT-5 | S366364 | UEM,Electric Meter, SE_03_EL_BL_419_6, Delivery, 120310013 | J10 - Electric Utilities | J1030 - Distribution | J1030150 - Circuits | 1 | LF | 1/1/2012 00:00:00 | wharf 03-D3 | Mayport-Electric-Circuit 5 | PWD MAYPORT
MAYPOR-EL-CKT-5 | S366365 | UEM,Electric Meter, SE_03_EL_BL_419_1, Delivery, 120310008 | J10 - Electric Utilities | J1030 - Distribution | J1030150 - Circuits | 1 | LF | 1/1/2012 00:00:00 | wharf 03-D3 | Mayport-Electric-Circuit 5 | PWD MAYPORT
MAYPOR-EL-CKT-5 | S366366 | UEM,Electric Meter, SE_03_EL_BL_419_3, Delivery, 120310010 | J10 - Electric Utilities | J1030 - Distribution | J1030150 - Circuits | 1 | LF | 1/1/2012 00:00:00 | wharf 03-D3 | Mayport-Electric-Circuit 5 | PWD MAYPORT
MAYPOR-EL-CKT-5 | S366368 | UEM,Electric Meter, SE_03_EL_BL_419_5, Delivery, 120310012 | J10 - Electric Utilities | J1030 - Distribution | J1030150 - Circuits | 1 | LF | 1/1/2012 00:00:00 | wharf 03-D3 | Mayport-Electric-Circuit 5 | PWD MAYPORT
MAYPOR-EL-CKT-5 | S366408 | UEM,Electric Meter, SE_03_EL_BL_420_2, Delivery, 120310017 | J10 - Electric Utilities | J1030 - Distribution | J1030150 - Circuits | 1 | LF | 1/1/2012 00:00:00 | wharf 03-D4 BLDG-420 | Mayport-Electric-Circuit 5 | PWD MAYPORT
MAYPOR-EL-CKT-5 | S366410 | UEM,Electric Meter, SE_03_EL_BL_420_4, Delivery, 120310019 | J10 - Electric Utilities | J1030 - Distribution | J1030150 - Circuits | 1 | LF | 1/1/2012 00:00:00 | wharf 03-D4 | Mayport-Electric-Circuit 5 | PWD MAYPORT
MAYPOR-EL-CKT-5 | S366411 | UEM,Electric Meter, SE_03_EL_BL_420_6, Delivery, 120310021 | J10 - Electric Utilities | J1030 - Distribution | J1030150 - Circuits | 1 | LF | 1/1/2012 00:00:00 | wharf 03-D4 | Mayport-Electric-Circuit 5 | PWD MAYPORT
MAYPOR-EL-CKT-5 | S366413 | UEM,Electric Meter, SE_03_EL_BL_420_1, Delivery, 120310016 | J10 - Electric Utilities | J1030 - Distribution | J1030150 - Circuits | 1 | LF | 1/1/2012 00:00:00 | wharf 03-D4 BLDG-420 | Mayport-Electric-Circuit 5 | PWD MAYPORT
MAYPOR-EL-CKT-5 | S366414 | UEM,Electric Meter, SE_03_EL_BL_420_3, Delivery, 120310018 | J10 - Electric Utilities | J1030 - Distribution | J1030150 - Circuits | 1 | LF | 1/1/2012 00:00:00 | wharf 03-D4 BLDG-420 | Mayport-Electric-Circuit 5 | PWD MAYPORT
MAYPOR-EL-CKT-5 | S366416 | UEM,Electric Meter, SE_03_EL_BL_420_5, Delivery, 120310020 | J10 - Electric Utilities | J1030 - Distribution | J1030150 - Circuits | 1 | LF | 1/1/2012 00:00:00 | wharf 03-D4 | Mayport-Electric-Circuit 5 | PWD MAYPORT
MAYPOR-EL-CKT-5 | S369143 | UEM,Electric Meter, M-SE_03_EL_QW_A1_1A_T1_1, Delivery, 120310041 | J10 - Electric Utilities | J1030 - Distribution | J1030140 - Sub Stations | 1 | EA | 2/15/2013 00:00:00 | Alpha Wharf Substation - SE_03_EL_BL_1480_2 | Mayport-Electric-Circuit 5 | PWD MAYPORT
MAYPOR-EL-CKT-5 | S369234 | UEM,Electric Meter, M-SE_03_EL_QW_A1_A_T2_1, Delivery, 120310049 | J10 - Electric Utilities | J1030 - Distribution | J1030140 - Sub Stations | 1 | EA | 2/15/2013 00:00:00 | SE_03_EL_BL_1480_10 BLDG-2307 | Mayport-Electric-Circuit 5 | PWD MAYPORT
MAYPOR-EL-CKT-5 | S369235 | UEM,Electric Meter, M-SE_03_EL_QW_A1_B_T2_1, Delivery, 120310050 | J10 - Electric Utilities | J1030 - Distribution | J1030140 - Sub Stations | 1 | EA | 2/15/2013 00:00:00 | SE_03_EL_BL_1480_11 | Mayport-Electric-Circuit 5 | PWD MAYPORT
MAYPOR-EL-CKT-5 | S369236 | UEM,Electric Meter, M-SE_03_EL_QW_A1_C_T1_1, Delivery, 120310042 | J10 - Electric Utilities | J1030 - Distribution | J1030140 - Sub Stations | 1 | EA | 2/15/2013 00:00:00 | SE_03_EL_BL_1480_3 | Mayport-Electric-Circuit 5 | PWD MAYPORT
MAYPOR-EL-CKT-5 | S369359 | UEM,Electric Meter, M-SE_03_EL_QW_A1_D_T1_1, Delivery, 120310043 | J10 - Electric Utilities | J1030 - Distribution | J1030140 - Sub Stations | 1 | EA | 2/15/2013 00:00:00 | SE_03_EL_BL_1480_4 | Mayport-Electric-Circuit 5 | PWD MAYPORT
MAYPOR-EL-CKT-5 | S369360 | UEM,Electric Meter, M-SE_03_EL_QW_A2_E_T2_1, Delivery, 120310048 | J10 - Electric Utilities | J1030 - Distribution | J1030140 - Sub Stations | 1 | EA | 2/15/2013 00:00:00 | SE_03_EL_BL_1480_09 | Mayport-Electric-Circuit 5 | PWD MAYPORT
MAYPOR-EL-CKT-5 | S369362 | UEM,Electric Meter, SE_03_EL_BL_1480_8, Delivery, 120310047 | J10 - Electric Utilities | J1030 - Distribution | J1030140 - Sub Stations | 1 | EA | 2/15/2013 00:00:00 | SE_03_EL_BL_1480_8 | Mayport-Electric-Circuit 5 | PWD MAYPORT
MAYPOR-EL-CKT-5 | S369366 | UEM,Electric Meter, M-SE_03_EL_QW_A2_G_T2_1, Delivery, 120310046 | J10 - Electric Utilities | J1030 - Distribution | J1030140 - Sub Stations | 1 | EA | 2/14/2013 00:00:00 | SE_03_EL_BL_1480_7 BLDG-2307 | Mayport-Electric-Circuit 5 | PWD MAYPORT
MAYPOR-EL-CKT-5 | S369580 | UEM,Electric Meter, M-SE_03_EL_QW_A2_H_T2_1, Delivery, 120310045 | J10 - Electric Utilities | J1030 - Distribution | J1030140 - Sub Stations | 1 | EA | 2/15/2013 00:00:00 | SE_03_EL_BL_1480_6 | Mayport-Electric-Circuit 5 | PWD MAYPORT
MAYPOR-EL-CKT-5 | S369581 | UEM,Electric Meter, M-SE_03_EL_QW_A_4160V_T3_1, Delivery, 120310051 | J10 - Electric Utilities | J1030 - Distribution | J1030140 - Sub Stations | 1 | EA | 2/15/2013 00:00:00 | SE_03_EL_BL_1480_12 | Mayport-Electric-Circuit 5 | PWD MAYPORT
MAYPOR-EL-CKT-5 | S443611 | UEM,Control System, ANT-421 RTU, Antenna | J10 - Electric Utilities | J1030 - Distribution | J1030150 - Circuits | 2 | LF | 6/2/2011 00:00:00 | BLDG-421 | Mayport-Electric-Circuit 5 | PWD MAYPORT
MAYPOR-EL-CKT-5 | S443624 | UEM,Control System, ANT-418, Antenna | J10 - Electric Utilities | J1030 - Distribution | J1030150 - Circuits | 2 | LF | 6/2/2011 00:00:00 | BLDG-418 | Mayport-Electric-Circuit 5 | PWD MAYPORT
MAYPOR-EL-CKT-5 | S443643 | UEM,Control System, ANT-T-25, Antenna | J10 - Electric Utilities | J1030 - Distribution | J1030150 - Circuits | 2 | LF | 6/2/2011 00:00:00 | T-25 | Mayport-Electric-Circuit 5 | PWD MAYPORT
MAYPOR-EL-CKT-5 | S443651 | UEM,Control System, ANT-419, Antenna | J10 - Electric Utilities | J1030 - Distribution | J1030150 - Circuits | 2 | LF | 2/6/2011 00:00:00 | BLDG-419 | Mayport-Electric-Circuit 5 | PWD MAYPORT
MAYPOR-EL-CKT-5 | S443658 | UEM,Control System, ANT-420, Antenna | J10 - Electric Utilities | J1030 - Distribution | J1030150 - Circuits | 2 | LF | 6/2/2011 00:00:00 | BLDG-420 | Mayport-Electric-Circuit 5 | PWD MAYPORT
MAYPOR-EL-CKT-5 | S447682 | UEM,Control System, ANT-2307, Antenna | J10 - Electric Utilities | J1030 - Distribution | J1030150 - Circuits | 2 | LF | 6/1/2011 00:00:00 |  | Mayport-Electric-Circuit 5 | PWD MAYPORT
MAYPOR-EL-CKT-5 | UMA433000082 | ELECTRIC METER, EM-206, MASTER | J10 - Electric Utilities | J1030 - Distribution | J1030150 - Circuits | 1 | LF | 1/1/2010 00:00:00 | main sub station | Mayport-Electric-Circuit 5 | PWD MAYPORT
MAYPOR-EL-CKT-5 | UMA438000457 | ELECTRIC LINE, C-UG-5, PRIMARY UNDERGROUND, 35000 | J10 - Electric Utilities | J1030 - Distribution | J1030150 - Circuits | 1 | LF | 1/1/1980 00:00:00 |  | Mayport-Electric-Circuit 5 | PWD MAYPORT
MAYPOR-EL-CKT-5 | UMA654000149 | UEM,Switch, Pad Mounted, Other, 25,000 VOLT, SF6 | J10 - Electric Utilities | J1030 - Distribution | J1030150 - Circuits | 1 | LF | 1/1/2000 00:00:00 |  | Mayport-Electric-Circuit 5 | PWD MAYPORT
MAYPOR-EL-CKT-5 | UMA654000153 | UEM,Switch, SW-100, Pad Mounted, Sectionalizing, 35,000 VOLT, SF6 | J10 - Electric Utilities | J1030 - Distribution | J1030150 - Circuits | 1 | LF | 1/1/2001 00:00:00 |  | Mayport-Electric-Circuit 5 | PWD MAYPORT
MAYPOR-EL-CKT-5 | UMA654000158 | UEM,Switch, SW-101, Pad Mounted, Sectionalizing, 35,000 VOLT, SF6 | J10 - Electric Utilities | J1030 - Distribution | J1030130 - Switch Stations | 1 | EA | 1/1/2000 00:00:00 |  | Mayport-Electric-Circuit 5 | PWD MAYPORT
MAYPOR-EL-CKT-5 | UMA654000159 | UEM,Switch, SW-102, Pad Mounted, Sectionalizing, 35,000 VOLT, SF6 | J10 - Electric Utilities | J1030 - Distribution | J1030130 - Switch Stations | 1 | EA | 1/1/2000 00:00:00 |  | Mayport-Electric-Circuit 5 | PWD MAYPORT
MAYPOR-EL-CKT-6 | A121297 | UEM,Switch, SW-103, Pad Mounted, Sectionalizing, 35,000 VOLT, SF6 | J10 - Electric Utilities | J1030 - Distribution | J1030140 - Sub Stations | 1 | EA | 1/1/2000 00:00:00 | SWITCH 103 - 138 MASSEY AVE (E & F REG STA) | Mayport-Electric-Circuit 6 | PWD MAYPORT
MAYPOR-EL-CKT-6 | A121298 | UEM,Switch, SW-104, Pad Mounted, Sectionalizing, 35,000 VOLT, SF6 | J10 - Electric Utilities | J1030 - Distribution | J1030140 - Sub Stations | 1 | EA | 1/1/2000 00:00:00 | SWITCH 104 - 140 MASSEY (E & F REG STA) | Mayport-Electric-Circuit 6 | PWD MAYPORT
MAYPOR-EL-CKT-6 | A121299 | UEM,Switch, SW-105, Pad Mounted, Sectionalizing, 35,000 VOLT, SF6 | J10 - Electric Utilities | J1030 - Distribution | J1030140 - Sub Stations | 1 | EA | 1/1/2000 00:00:00 | SWITCH 105 - 142 MASSEY AVE (E & F REG STN) | Mayport-Electric-Circuit 6 | PWD MAYPORT
MAYPOR-EL-CKT-6 | A121300 | UEM,Switch, SW-106, Pad Mounted, Sectionalizing, 35,000 VOLT, SF6 | J10 - Electric Utilities | J1030 - Distribution | J1030140 - Sub Stations | 1 | EA | 1/1/2000 00:00:00 | SWITCH 106 -144 MASSEY AVE (E & F REG STA) | Mayport-Electric-Circuit 6 | PWD MAYPORT
MAYPOR-EL-CKT-6 | A121304 | UEM,Switch, SW-112, Pad Mounted, Sectionalizing, 35,000 VOLT, Oil | J10 - Electric Utilities | J1030 - Distribution | J1030150 - Circuits | 1 | LF | 1/1/2018 00:00:00 | SWITCH-112 - Feeds Echo and Foxtrot | Mayport-Electric-Circuit 6 | PWD MAYPORT
MAYPOR-EL-CKT-6 | A121305 | UEM,Switch, SW-113, Pad Mounted, Sectionalizing, 35,000 VOLT, SF6 | J10 - Electric Utilities | J1030 - Distribution | J1030150 - Circuits | 1 | LF | 1/1/2002 00:00:00 | MYP-SWITCH-#113, BEHIND FACILITY 496 | Mayport-Electric-Circuit 6 | PWD MAYPORT
MAYPOR-EL-CKT-6 | A121306 | UEM,Switch, SW-114, Pad Mounted, Sectionalizing, 35,000 VOLT, SF6 | J10 - Electric Utilities | J1030 - Distribution | J1030140 - Sub Stations | 1 | EA | 1/1/2002 00:00:00 | MYP-SWITCH-#114,C-2 PIER | Mayport-Electric-Circuit 6 | PWD MAYPORT
MAYPOR-EL-CKT-6 | A121403 | UEM,Switch, SW-93, Pad Mounted, Sectionalizing, 35,000 VOLT, SF6 | J10 - Electric Utilities | J1030 - Distribution | J1030140 - Sub Stations | 1 | EA | 1/1/1997 00:00:00 | SWITCH 93 - 209 ECHO PIER ( SUB E-5) | Mayport-Electric-Circuit 6 | PWD MAYPORT
MAYPOR-EL-CKT-6 | A121405 | UEM,Switch, SW-95, Pad Mounted, Sectionalizing, 35,000 VOLT, SF6 | J10 - Electric Utilities | J1030 - Distribution | J1030140 - Sub Stations | 1 | EA | 10/1/1994 00:00:00 | SWITCH 95 - 237 ECHO PIER (SUB E-2) | Mayport-Electric-Circuit 6 | PWD MAYPORT
MAYPOR-EL-CKT-6 | A121406 | UEM,Switch, SW-96, Pad Mounted, Sectionalizing, 35,000 VOLT, SF6 | J10 - Electric Utilities | J1030 - Distribution | J1030140 - Sub Stations | 1 | EA | 1/1/1997 00:00:00 | SWITCH 96 - 275 ECHO PIER (SUB E-1) | Mayport-Electric-Circuit 6 | PWD MAYPORT
MAYPOR-EL-CKT-6 | A121407 | UEM,Switch, SW-97, Pad Mounted, Sectionalizing, 35,000 VOLT, SF6 | J10 - Electric Utilities | J1030 - Distribution | J1030140 - Sub Stations | 1 | EA | 1/1/1997 00:00:00 | SWITCH 97 - 277 ECHO PIER (SUB E-1) | Mayport-Electric-Circuit 6 | PWD MAYPORT
MAYPOR-EL-CKT-6 | A121408 | UEM,Switch, SW-98, Pad Mounted, Sectionalizing, 35,000 VOLT, SF6 | J10 - Electric Utilities | J1030 - Distribution | J1030140 - Sub Stations | 1 | EA | 1/1/1992 00:00:00 | SWITCH 98 - 283 FOX PIER (SUB F-1) | Mayport-Electric-Circuit 6 | PWD MAYPORT
MAYPOR-EL-CKT-6 | A121409 | UEM,Switch, SW-99, Pad Mounted, Sectionalizing, 35,000 VOLT, SF6 | J10 - Electric Utilities | J1030 - Distribution | J1030140 - Sub Stations | 1 | EA | 1/1/2000 00:00:00 | SWITCH 99 - 281 FOX PIER (SUB F-1) | Mayport-Electric-Circuit 6 | PWD MAYPORT
MAYPOR-EL-CKT-6 | A121638 | UEM,Transformer, T-1252, Distribution - Padmount Type, Pad Mounted, 3,750.0 KVA, Oil Immersed | J10 - Electric Utilities | J1030 - Distribution | J1030140 - Sub Stations | 1 | EA | 1/1/2017 00:00:00 | PAD MOUNT TRANSFORMER 3750KVA - 384 MAIN ST (CHARLIE 1) | Mayport-Electric-Circuit 6 | PWD MAYPORT
MAYPOR-EL-CKT-6 | A121822 | ENCLOSURE, B1252 | J10 - Electric Utilities | J1030 - Distribution | J1030140 - Sub Stations | 1 | EA | 1/2/1900 00:00:00 | PIER C 1 WEST ELECTRICAL SUBSTATION ENCLOSURE - BLDG 1252 | Mayport-Electric-Circuit 6 | PWD MAYPORT
MAYPOR-EL-CKT-6 | A121823 | SOLID STATE RELAY, SSPR-GROUND, GROUND | J10 - Electric Utilities | J1030 - Distribution | J1030140 - Sub Stations | 1 | EA | 1/2/1900 00:00:00 | B1252 | Mayport-Electric-Circuit 6 | PWD MAYPORT
MAYPOR-EL-CKT-6 | A126780 | DYNAMIC PROTECTIVE DEVICE, CB-C-1-D, CIRCUIT BREAKER, 600, UNKNOWN, SWITCHBOARD | J10 - Electric Utilities | J1030 - Distribution | J1030140 - Sub Stations | 1 | EA | 1/2/1900 00:00:00 | B1252 | Mayport-Electric-Circuit 6 | PWD MAYPORT
MAYPOR-EL-CKT-6 | A126781 | SOLID STATE RELAY, SSPR-C-1-D-1, SS PROT | J10 - Electric Utilities | J1030 - Distribution | J1030140 - Sub Stations | 1 | EA | 1/2/1900 00:00:00 | B1252 | Mayport-Electric-Circuit 6 | PWD MAYPORT
MAYPOR-EL-CKT-6 | A126782 | SOLID STATE RELAY, SSPR-C-1-D-2, SS PROT | J10 - Electric Utilities | J1030 - Distribution | J1030140 - Sub Stations | 1 | EA | 1/2/1900 00:00:00 | B1252 | Mayport-Electric-Circuit 6 | PWD MAYPORT
MAYPOR-EL-CKT-6 | A126783 | SOLID STATE RELAY, SSPR-C-1-D-3, SS PROT | J10 - Electric Utilities | J1030 - Distribution | J1030140 - Sub Stations | 1 | EA | 1/2/1900 00:00:00 | B1252 | Mayport-Electric-Circuit 6 | PWD MAYPORT
MAYPOR-EL-CKT-6 | A126784 | SOLID STATE RELAY, SSPR-C-1-D-4, SS PROT | J10 - Electric Utilities | J1030 - Distribution | J1030140 - Sub Stations | 1 | EA | 1/2/1900 00:00:00 | B1252 | Mayport-Electric-Circuit 6 | PWD MAYPORT
MAYPOR-EL-CKT-6 | A126789 | DYNAMIC PROTECTIVE DEVICE, CB-C-1-E, CIRCUIT BREAKER, 600, UNKNOWN, SWITCHBOARD | J10 - Electric Utilities | J1030 - Distribution | J1030140 - Sub Stations | 1 | EA | 1/2/1900 00:00:00 | B1252 | Mayport-Electric-Circuit 6 | PWD MAYPORT
MAYPOR-EL-CKT-6 | A126790 | SOLID STATE RELAY, SSPR-C-1-E-1, SS PROT | J10 - Electric Utilities | J1030 - Distribution | J1030140 - Sub Stations | 1 | EA | 1/2/1900 00:00:00 | B1252 | Mayport-Electric-Circuit 6 | PWD MAYPORT
MAYPOR-EL-CKT-6 | A126791 | SOLID STATE RELAY, SSPR-C-1-E-2, SS PROT | J10 - Electric Utilities | J1030 - Distribution | J1030140 - Sub Stations | 1 | EA | 1/2/1900 00:00:00 | B1252 | Mayport-Electric-Circuit 6 | PWD MAYPORT
MAYPOR-EL-CKT-6 | A126792 | SOLID STATE RELAY, SSPR-C-1-E-3, SS PROT | J10 - Electric Utilities | J1030 - Distribution | J1030140 - Sub Stations | 1 | EA | 1/2/1900 00:00:00 | B1252 | Mayport-Electric-Circuit 6 | PWD MAYPORT
MAYPOR-EL-CKT-6 | A126793 | SOLID STATE RELAY, SSPR-C-1-E-4, SS PROT | J10 - Electric Utilities | J1030 - Distribution | J1030140 - Sub Stations | 1 | EA | 1/2/1900 00:00:00 | B1252 | Mayport-Electric-Circuit 6 | PWD MAYPORT
MAYPOR-EL-CKT-6 | A126798 | DYNAMIC PROTECTIVE DEVICE, CB-C-1-F, CIRCUIT BREAKER, 600, UNKNOWN, SWITCHBOARD | J10 - Electric Utilities | J1030 - Distribution | J1030140 - Sub Stations | 1 | EA | 1/2/1900 00:00:00 | B1252 | Mayport-Electric-Circuit 6 | PWD MAYPORT
MAYPOR-EL-CKT-6 | A126799 | SOLID STATE RELAY, SSPR-C-1-F-1, SS PROT | J10 - Electric Utilities | J1030 - Distribution | J1030140 - Sub Stations | 1 | EA | 1/2/1900 00:00:00 | B1252 | Mayport-Electric-Circuit 6 | PWD MAYPORT
MAYPOR-EL-CKT-6 | A126800 | SOLID STATE RELAY, SSPR-C-1-F-2, SS PROT | J10 - Electric Utilities | J1030 - Distribution | J1030140 - Sub Stations | 1 | EA | 1/2/1900 00:00:00 | B1252 | Mayport-Electric-Circuit 6 | PWD MAYPORT
MAYPOR-EL-CKT-6 | A126801 | SOLID STATE RELAY, SSPR-C-1-F-3, SS PROT | J10 - Electric Utilities | J1030 - Distribution | J1030140 - Sub Stations | 1 | EA | 1/2/1900 00:00:00 | B1252 | Mayport-Electric-Circuit 6 | PWD MAYPORT
MAYPOR-EL-CKT-6 | A126802 | SOLID STATE RELAY, SSPR-C-1-F-4, SS PROT | J10 - Electric Utilities | J1030 - Distribution | J1030140 - Sub Stations | 1 | EA | 1/2/1900 00:00:00 | B1252 | Mayport-Electric-Circuit 6 | PWD MAYPORT
MAYPOR-EL-CKT-6 | A127010 | UEM,Switch, SW-94, Unit Substation, Sectionalizing, 35,000 VOLT, SF6 | J10 - Electric Utilities | J1030 - Distribution | J1030140 - Sub Stations | 1 | EA | 1/1/1997 00:00:00 | E-2 PIER SOUTH MAIN BREAKER | Mayport-Electric-Circuit 6 | PWD MAYPORT
MAYPOR-EL-CKT-6 | S364628 | UEM,Electric Meter, SE_03_EL_BL_1971_3, Delivery, 120310093 | J10 - Electric Utilities | J1030 - Distribution | J1030150 - Circuits | 1 | LF | 1/1/2012 00:00:00 | SUBDTATION E-3-1 BLDG-1971 | Mayport-Electric-Circuit 6 | PWD MAYPORT
MAYPOR-EL-CKT-6 | S365762 | UEM,Electric Meter, S365762, Delivery, 36097453 | J10 - Electric Utilities | J1030 - Distribution | J1030150 - Circuits | 1 | LF | 1/1/2012 00:00:00 | back of trailer with vending machines out front | Mayport-Electric-Circuit 6 | PWD MAYPORT
MAYPOR-EL-CKT-6 | S366066 | UEM,Electric Meter, S366066, Delivery, 36148465 | J10 - Electric Utilities | J1030 - Distribution | J1030150 - Circuits | 1 | LF | 1/1/2012 00:00:00 | On post near concrete slabs/SUPSHIPS | Mayport-Electric-Circuit 6 | PWD MAYPORT
MAYPOR-EL-CKT-6 | S366153 | UEM,Electric Meter, M-1817LS, Delivery, 41106877 | J10 - Electric Utilities | J1030 - Distribution | J1030150 - Circuits | 1 | LF | 1/1/2012 00:00:00 | W SIDE OF LIFT STATION 1817 | Mayport-Electric-Circuit 6 | PWD MAYPORT
MAYPOR-EL-CKT-6 | S366154 | UEM,Electric Meter, M-1564LS, Delivery, 41106879 | J10 - Electric Utilities | J1030 - Distribution | J1030150 - Circuits | 1 | LF | 1/1/2012 00:00:00 | S OF PIER F /SEWAGE LIFT STATION | Mayport-Electric-Circuit 6 | PWD MAYPORT
MAYPOR-EL-CKT-6 | S366212 | UEM,Electric Meter, M-SE_03_EL_BL_2080_12, Delivery, 120310105 | J10 - Electric Utilities | J1030 - Distribution | J1030150 - Circuits | 1 | LF | 1/1/2012 00:00:00 | PIER F / T13 / SWITCHGEAR WALL MOUNT | Mayport-Electric-Circuit 6 | PWD MAYPORT
MAYPOR-EL-CKT-6 | S366213 | UEM,Electric Meter, M-SE_03_EL_BL_2080_13, Delivery, 120310106 | J10 - Electric Utilities | J1030 - Distribution | J1030150 - Circuits | 1 | LF | 1/1/2012 00:00:00 | PIER F / T13 / SWITCHGEAR WALL MOUNT | Mayport-Electric-Circuit 6 | PWD MAYPORT
MAYPOR-EL-CKT-6 | S366215 | UEM,Electric Meter, M-SE_03_EL_BL_2080_3, Delivery, 120310096 | J10 - Electric Utilities | J1030 - Distribution | J1030150 - Circuits | 1 | LF | 1/1/2012 00:00:00 | PIER F / D2/ SWITCHGEAR WALL MOUNT IN ELE ROOM | Mayport-Electric-Circuit 6 | PWD MAYPORT
MAYPOR-EL-CKT-6 | S366218 | UEM,Electric Meter, M-SE_03_EL_BL_2080_7, Delivery, 120310100 | J10 - Electric Utilities | J1030 - Distribution | J1030150 - Circuits | 1 | LF | 1/1/2012 00:00:00 | PIER F / D2/ SWITCHGEAR WALL MOUNT IN ELE ROOM | Mayport-Electric-Circuit 6 | PWD MAYPORT
MAYPOR-EL-CKT-6 | S366283 | UEM,Electric Meter, SE_03_EL_BL_2080_11, Delivery, 120310104 | J10 - Electric Utilities | J1030 - Distribution | J1030150 - Circuits | 1 | LF | 1/1/2012 00:00:00 | Waterfront at basin SE_03_EL_BL_2080_11 | Mayport-Electric-Circuit 6 | PWD MAYPORT
MAYPOR-EL-CKT-6 | S366284 | UEM,Electric Meter, SE_03_EL_BL_2080_16, Delivery, 120310109 | J10 - Electric Utilities | J1030 - Distribution | J1030150 - Circuits | 1 | LF | 1/1/2012 00:00:00 | Waterfront at basin SE_03_EL_BL_2080_16 | Mayport-Electric-Circuit 6 | PWD MAYPORT
MAYPOR-EL-CKT-6 | S366285 | UEM,Electric Meter, SE_03_EL_BL_2080_9, Delivery, 120310102 | J10 - Electric Utilities | J1030 - Distribution | J1030150 - Circuits | 1 | LF | 1/1/2012 00:00:00 | wharf 03-F2 BLDG-2080 | Mayport-Electric-Circuit 6 | PWD MAYPORT
MAYPOR-EL-CKT-6 | S366286 | UEM,Electric Meter, SE_03_EL_BL_2080_14, Delivery, 120310107 | J10 - Electric Utilities | J1030 - Distribution | J1030150 - Circuits | 1 | LF | 1/1/2012 00:00:00 | wharf 03-F2 BLDG-2080 | Mayport-Electric-Circuit 6 | PWD MAYPORT
MAYPOR-EL-CKT-6 | S366287 | UEM,Electric Meter, SE_03_EL_BL_2080_10, Delivery, 120310103 | J10 - Electric Utilities | J1030 - Distribution | J1030150 - Circuits | 1 | LF | 1/1/2012 00:00:00 | wharf 03-F2 BLDG-2080 | Mayport-Electric-Circuit 6 | PWD MAYPORT
MAYPOR-EL-CKT-6 | S366288 | UEM,Electric Meter, SE_03_EL_BL_2080_15, Delivery, 120310108 | J10 - Electric Utilities | J1030 - Distribution | J1030150 - Circuits | 1 | LF | 1/1/2012 00:00:00 | wharf 03-F2 BLDG-2080 | Mayport-Electric-Circuit 6 | PWD MAYPORT
MAYPOR-EL-CKT-6 | S366289 | UEM,Electric Meter, SE_03_EL_BL_2080_17, Delivery, 120310110 | J10 - Electric Utilities | J1030 - Distribution | J1030150 - Circuits | 1 | LF | 1/1/2012 00:00:00 | wharf 03-F2 BLDG-2080 | Mayport-Electric-Circuit 6 | PWD MAYPORT
MAYPOR-EL-CKT-6 | S366290 | UEM,Electric Meter, SE_03_EL_BL_2080_8, Delivery, 120310101 | J10 - Electric Utilities | J1030 - Distribution | J1030150 - Circuits | 1 | LF | 1/1/2012 00:00:00 | wharf 03-F1 BLDG-2080 | Mayport-Electric-Circuit 6 | PWD MAYPORT
MAYPOR-EL-CKT-6 | S366291 | UEM,Electric Meter, SE_03_EL_BL_2080_6, Delivery, 120310099 | J10 - Electric Utilities | J1030 - Distribution | J1030150 - Circuits | 1 | LF | 1/1/2012 00:00:00 | wharf 03-F1 BLDG-2080 | Mayport-Electric-Circuit 6 | PWD MAYPORT
MAYPOR-EL-CKT-6 | S366292 | UEM,Electric Meter, SE_03_EL_BL_2080_2, Delivery, 120310095 | J10 - Electric Utilities | J1030 - Distribution | J1030150 - Circuits | 1 | LF | 1/1/2012 00:00:00 | wharf 03-F1 BLDG-2080 | Mayport-Electric-Circuit 6 | PWD MAYPORT
MAYPOR-EL-CKT-6 | S366293 | UEM,Electric Meter, SE_03_EL_BL_2080_5, Delivery, 120310098 | J10 - Electric Utilities | J1030 - Distribution | J1030150 - Circuits | 1 | LF | 1/1/2012 00:00:00 | wharf 03-F1 BLDG-2080 | Mayport-Electric-Circuit 6 | PWD MAYPORT
MAYPOR-EL-CKT-6 | S366294 | UEM,Electric Meter, SE_03_EL_BL_2080_1, Delivery, 120310094 | J10 - Electric Utilities | J1030 - Distribution | J1030150 - Circuits | 1 | LF | 1/1/2012 00:00:00 | wharf 03-F1 | Mayport-Electric-Circuit 6 | PWD MAYPORT
MAYPOR-EL-CKT-6 | S366296 | UEM,Electric Meter, SE_03_EL_BL_2080_4, Delivery, 120310097 | J10 - Electric Utilities | J1030 - Distribution | J1030150 - Circuits | 1 | LF | 1/1/2012 00:00:00 | wharf 03-F1 BLDG-2080 | Mayport-Electric-Circuit 6 | PWD MAYPORT
MAYPOR-EL-CKT-6 | S366419 | UEM,Electric Meter, SE_03_EL_BL_1572_1, Delivery, 120310060 | J10 - Electric Utilities | J1030 - Distribution | J1030150 - Circuits | 1 | LF | 1/1/2012 00:00:00 | wharf 03-E1 MAYPOR-1572 | Mayport-Electric-Circuit 6 | PWD MAYPORT
MAYPOR-EL-CKT-6 | S366420 | UEM,Electric Meter, SE_03_EL_BL_1571_1, Delivery, 120310057 | J10 - Electric Utilities | J1030 - Distribution | J1030150 - Circuits | 1 | LF | 1/1/2012 00:00:00 | wharf 03-E1 | Mayport-Electric-Circuit 6 | PWD MAYPORT
MAYPOR-EL-CKT-6 | S366424 | UEM,Electric Meter, SE_03_EL_BL_1571_2, Delivery, 120310058 | J10 - Electric Utilities | J1030 - Distribution | J1030150 - Circuits | 1 | LF | 1/1/2012 00:00:00 | wharf 03-E1 | Mayport-Electric-Circuit 6 | PWD MAYPORT
MAYPOR-EL-CKT-6 | S366427 | UEM,Electric Meter, SE_03_EL_BL_1571_3, Delivery, 120310059 | J10 - Electric Utilities | J1030 - Distribution | J1030150 - Circuits | 1 | LF | 1/1/2012 00:00:00 | wharf 03-E1 | Mayport-Electric-Circuit 6 | PWD MAYPORT
MAYPOR-EL-CKT-6 | S366430 | UEM,Electric Meter, SE_03_EL_BL_1569_1, Delivery, 120310053 | J10 - Electric Utilities | J1030 - Distribution | J1030150 - Circuits | 1 | LF | 1/1/2012 00:00:00 | wharf 03-E2 | Mayport-Electric-Circuit 6 | PWD MAYPORT
MAYPOR-EL-CKT-6 | S366434 | UEM,Electric Meter, SE_03_EL_BL_1570_1, Delivery, 120310054 | J10 - Electric Utilities | J1030 - Distribution | J1030150 - Circuits | 1 | LF | 1/1/2012 00:00:00 | wharf 03-E2 | Mayport-Electric-Circuit 6 | PWD MAYPORT
MAYPOR-EL-CKT-6 | S366435 | UEM,Electric Meter, SE_03_EL_BL_1570_2, Delivery, 120310055 | J10 - Electric Utilities | J1030 - Distribution | J1030150 - Circuits | 1 | LF | 1/1/2012 00:00:00 | wharf 03-E2 | Mayport-Electric-Circuit 6 | PWD MAYPORT
MAYPOR-EL-CKT-6 | S366436 | UEM,Electric Meter, SE_03_EL_BL_1570_3, Delivery, 120310056 | J10 - Electric Utilities | J1030 - Distribution | J1030150 - Circuits | 1 | LF | 1/1/2012 00:00:00 | wharf 03-E2 BLDG-1570 | Mayport-Electric-Circuit 6 | PWD MAYPORT
MAYPOR-EL-CKT-6 | S366438 | UEM,Electric Meter, SE_03_EL_BL_1971_1, Delivery, 120310091 | J10 - Electric Utilities | J1030 - Distribution | J1030150 - Circuits | 1 | LF | 1/1/2012 00:00:00 | wharf 03-E3 | Mayport-Electric-Circuit 6 | PWD MAYPORT
MAYPOR-EL-CKT-6 | S366439 | UEM,Electric Meter, SE_03_EL_BL_1971_2, Delivery, 120310092 | J10 - Electric Utilities | J1030 - Distribution | J1030150 - Circuits | 1 | LF | 1/1/2012 00:00:00 | wharf 03-E3 | Mayport-Electric-Circuit 6 | PWD MAYPORT
MAYPOR-EL-CKT-6 | S443682 | UEM,Control System, ANT-1971, Antenna | J10 - Electric Utilities | J1030 - Distribution | J1030150 - Circuits | 2 | LF | 6/2/2011 00:00:00 | BLDG-1971 | Mayport-Electric-Circuit 6 | PWD MAYPORT
MAYPOR-EL-CKT-6 | S443750 | UEM,Control System, ANT-1569, Antenna | J10 - Electric Utilities | J1030 - Distribution | J1030150 - Circuits | 2 | LF | 6/2/2011 00:00:00 | BLDG-1569 | Mayport-Electric-Circuit 6 | PWD MAYPORT
MAYPOR-EL-CKT-6 | S444090 | UEM,Control System, ANT-1570 RTU, Antenna | J10 - Electric Utilities | J1030 - Distribution | J1030150 - Circuits | 2 | LF | 6/2/2011 00:00:00 | BLDG-1570 | Mayport-Electric-Circuit 6 | PWD MAYPORT
MAYPOR-EL-CKT-6 | S444094 | UEM,Control System, ANT-1570, Antenna | J10 - Electric Utilities | J1030 - Distribution | J1030150 - Circuits | 2 | LF | 6/2/2011 00:00:00 | BLDG-1570 | Mayport-Electric-Circuit 6 | PWD MAYPORT
MAYPOR-EL-CKT-6 | S444105 | UEM,Control System, ANT-1571, Antenna | J10 - Electric Utilities | J1030 - Distribution | J1030150 - Circuits | 2 | LF | 6/2/2011 00:00:00 | BLDG-1570 | Mayport-Electric-Circuit 6 | PWD MAYPORT
MAYPOR-EL-CKT-6 | S444107 | UEM,Control System, ANT-1572, Antenna | J10 - Electric Utilities | J1030 - Distribution | J1030150 - Circuits | 2 | LF | 6/2/2011 00:00:00 | BLDG-1572 | Mayport-Electric-Circuit 6 | PWD MAYPORT
MAYPOR-EL-CKT-6 | S444110 | UEM,Control System, ANT-2080, Antenna | J10 - Electric Utilities | J1030 - Distribution | J1030150 - Circuits | 2 | LF | 6/2/2011 00:00:00 | BLDG-2080 | Mayport-Electric-Circuit 6 | PWD MAYPORT
MAYPOR-EL-CKT-6 | S454739 | UEM,Control System, ANT-2810, Antenna | J10 - Electric Utilities | J1030 - Distribution | J1030150 - Circuits | 1 | LF | 3/6/2024 00:00:00 | BLDG-2810 SOUTH WHARF WALL | Mayport-Electric-Circuit 6 | PWD MAYPORT
MAYPOR-EL-CKT-6 | S454740 | UEM,Electric Meter, M-2810, Delivery, ZYY02303191300000 | J10 - Electric Utilities | J1030 - Distribution | J1030150 - Circuits | 1 | LF | 3/6/2024 00:00:00 | BLDG-2810 SOUTH WHARF WALL | Mayport-Electric-Circuit 6 | PWD MAYPORT
MAYPOR-EL-CKT-6 | UMA433000083 | ELECTRIC METER, EM-205, MASTER | J10 - Electric Utilities | J1030 - Distribution | J1030150 - Circuits | 1 | LF | 1/1/2010 00:00:00 | main sub station | Mayport-Electric-Circuit 6 | PWD MAYPORT
MAYPOR-EL-CKT-6 | UMA438000458 | UEM,Electric Line, C-UG-6, Primary Underground, 35,000 VOLT | J10 - Electric Utilities | J1030 - Distribution | J1030150 - Circuits | 1 | LF | 1/1/1980 00:00:00 |  | Mayport-Electric-Circuit 6 | PWD MAYPORT
MAYPOR-EL-CKT-7 | A121307 | UEM,Switch, SW-115, Pad Mounted, Sectionalizing, 35,000 VOLT, SF6 | J10 - Electric Utilities | J1030 - Distribution | J1030140 - Sub Stations | 1 | EA | 1/1/2002 00:00:00 | MYP-SWITCH-#115,C-2 PIER | Mayport-Electric-Circuit 7 | PWD MAYPORT
MAYPOR-EL-CKT-7 | S364364 | UEM,Electric Meter, M-SE_03_EL_QW_C1_T1_1, Delivery, 120310032 | J10 - Electric Utilities | J1030 - Distribution | J1030150 - Circuits | 1 | LF | 1/1/2012 00:00:00 | SUBDTATION C-1-1 | Mayport-Electric-Circuit 7 | PWD MAYPORT
MAYPOR-EL-CKT-7 | S364366 | UEM,Electric Meter, M-SE_03_EL_BL_1252_2, Delivery, 120310033 | J10 - Electric Utilities | J1030 - Distribution | J1030150 - Circuits | 1 | LF | 1/1/2012 00:00:00 | SUBDTATION C-1-1a | Mayport-Electric-Circuit 7 | PWD MAYPORT
MAYPOR-EL-CKT-7 | S364371 | UEM,Electric Meter, M-SE_03_EL_BL_1257_2, Delivery, 120310037 | J10 - Electric Utilities | J1030 - Distribution | J1030150 - Circuits | 1 | LF | 1/1/2012 00:00:00 | SUBDTATION C-2-2 BLDG-1257 | Mayport-Electric-Circuit 7 | PWD MAYPORT
MAYPOR-EL-CKT-7 | S366343 | UEM,Electric Meter, M-SE_03_EL_QW_C2_T2_1, Delivery, 120310036 | J10 - Electric Utilities | J1030 - Distribution | J1030150 - Circuits | 1 | LF | 1/1/2012 00:00:00 | wharf 03-C2 | Mayport-Electric-Circuit 7 | PWD MAYPORT
MAYPOR-EL-CKT-7 | S447676 | UEM,Control System, ANT-1252, Antenna | J10 - Electric Utilities | J1030 - Distribution | J1030150 - Circuits | 2 | LF | 6/1/2011 00:00:00 | BLDG-1252 | Mayport-Electric-Circuit 7 | PWD MAYPORT
MAYPOR-EL-CKT-7 | UMA438000459 | ELECTRIC LINE, C-UG-7, PRIMARY UNDERGROUND, 35000 | J10 - Electric Utilities | J1030 - Distribution | J1030150 - Circuits | 1 | LF | 1/1/1990 00:00:00 |  | Mayport-Electric-Circuit 7 | PWD MAYPORT
MAYPOR-EL | A121119 | UNDERGROUND STRUCTURE, EMH-34, MANHOLE | J10 - Electric Utilities | J1030 - Distribution | J1030110 - UG Structures | 1 | EA | 1/1/1980 00:00:00 | MYP-MANHOLE-QUADRANT 6N-2 MAYPORT RD | Mayport-Electric | PWD MAYPORT
MAYPOR-EL | A121189 | UNDERGROUND STRUCTURE, EMH-20, MANHOLE | J10 - Electric Utilities | J1030 - Distribution | J1030110 - UG Structures | 1 | EA | 1/1/1980 00:00:00 | MYP-MANHOLE-QUADRANT 6J-2 MAYPORT RD | Mayport-Electric | PWD MAYPORT
MAYPOR-EL | A121215 | UNDERGROUND STRUCTURE, EMH-1O-2, MANHOLE | J10 - Electric Utilities | J1030 - Distribution | J1030110 - UG Structures | 1 | EA | 1/1/1980 00:00:00 | MYP-MANHOLE-QUADRANT 1O-443 PATROL RD S | Mayport-Electric | PWD MAYPORT
MAYPOR-EL | S369634 | UEM,Electric Meter, S369634, Delivery, 41106921 | J10 - Electric Utilities | J1030 - Distribution | J1030120 - Support Structures | 1 | EA | 2/4/2006 00:00:00 | OSPREY COVE - on RV Park, near mains on S. side of BLDG. | Mayport-Electric | PWD MAYPORT
MAYPOR-EL | S369641 | UEM,Electric Meter, S369641, Delivery, 36148466 | J10 - Electric Utilities | J1010 - Production | J1010150 - Circuits | 1 | LF | 2/12/2006 00:00:00 | TRANSFORMER PAD, C2 GUARDSHACK | Mayport-Electric | PWD MAYPORT
MAYPOR-EL | S369685 | UEM,Electric Meter, S369685, Delivery, 36148382 | J10 - Electric Utilities | J1030 - Distribution | J1030120 - Support Structures | 1 | EA | 2/6/2006 00:00:00 | OSPREY COVE on pole 87 | Mayport-Electric | PWD MAYPORT
MAYPOR-EL | S369700 | UEM,Electric Meter, S369700, Delivery, 36097457 | J10 - Electric Utilities | J1010 - Production | J1010150 - Circuits | 1 | LF | 2/6/2006 00:00:00 | CABLE CORNER OLD MAIN | Mayport-Electric | PWD MAYPORT
MAYPOR-EL | S369737 | UEM,Electric Meter, S369737, Intermediate, 1613_RTU_BACKHAUL | J10 - Electric Utilities | J1030 - Distribution | J1030120 - Support Structures | 1 | EA | 2/6/2011 00:00:00 | 1613_RTU_BACKHAUL - MESH 5 | Mayport-Electric | PWD MAYPORT
MAYPOR-EL | S369742 | UEM,Electric Meter, S369742, Intermediate, 365_RPT_BACKHAUL | J10 - Electric Utilities | J1030 - Distribution | J1030120 - Support Structures | 1 | EA | 2/6/2011 00:00:00 | 365_RPT_BACKHAUL - MESH 1 | Mayport-Electric | PWD MAYPORT
MAYPOR-EL | S369748 | UEM,Electric Meter, S369748, Intermediate, 1338_1_RPT_BACKHAUL | J10 - Electric Utilities | J1030 - Distribution | J1030120 - Support Structures | 1 | EA | 2/13/2011 00:00:00 | 1338_1_RPT_BACKHAUL - MESH 2 | Mayport-Electric | PWD MAYPORT
MAYPOR-EL | S369750 | UEM,Electric Meter, S369750, Intermediate, 25_BH_RPT | J10 - Electric Utilities | J1030 - Distribution | J1030120 - Support Structures | 1 | EA | 2/6/2011 00:00:00 | 25_BH_RPT - REPEATER | Mayport-Electric | PWD MAYPORT
MAYPOR-EL | S369754 | UEM,Electric Meter, S369754, Intermediate, 2294_BH_RPT | J10 - Electric Utilities | J1030 - Distribution | J1030120 - Support Structures | 1 | EA | 2/6/2011 00:00:00 | 2294_BH_RPT - REPEATER | Mayport-Electric | PWD MAYPORT
MAYPOR-EL | S369757 | UEM,Electric Meter, S369757, Intermediate, 191_BH_RPT | J10 - Electric Utilities | J1030 - Distribution | J1030120 - Support Structures | 1 | EA | 2/6/2011 00:00:00 | 191_BH_RPT - REPEATER | Mayport-Electric | PWD MAYPORT
MAYPOR-EL | S369758 | UEM,Electric Meter, S369758, Intermediate, 1488_1_RPT_BACKHAUL | J10 - Electric Utilities | J1030 - Distribution | J1030120 - Support Structures | 1 | EA | 2/6/2011 00:00:00 | 1488_1_RPT_BACKHAUL - MESH 6 | Mayport-Electric | PWD MAYPORT
MAYPOR-EL | S369760 | UEM,Electric Meter, S369760, Intermediate, 1488_BH_RPT | J10 - Electric Utilities | J1030 - Distribution | J1030120 - Support Structures | 1 | EA | 2/6/2011 00:00:00 | 1488_BH_RPT - REPEATER | Mayport-Electric | PWD MAYPORT
MAYPOR-EL | S369761 | UEM,Electric Meter, S369761, Intermediate, 2194_BH_RPT | J10 - Electric Utilities | J1030 - Distribution | J1030120 - Support Structures | 1 | EA | 2/6/2011 00:00:00 | 2194_BH_RPT - REPEATER | Mayport-Electric | PWD MAYPORT
MAYPOR-EL | S369763 | UEM,Electric Meter, S369763, Intermediate, 1585_RTU_BACKHAUL | J10 - Electric Utilities | J1030 - Distribution | J1030120 - Support Structures | 1 | EA | 2/13/2011 00:00:00 | 1585_RTU_BACKHAUL - MESH 4 | Mayport-Electric | PWD MAYPORT
MAYPOR-EL | S369766 | UEM,Electric Meter, S369766, Intermediate, 1587_BH_RPT | J10 - Electric Utilities | J1030 - Distribution | J1030120 - Support Structures | 1 | EA | 2/13/2011 00:00:00 | 1587_BH_RPT - REPEATER | Mayport-Electric | PWD MAYPORT
MAYPOR-EL | S369767 | UEM,Electric Meter, S369767, Intermediate, 1966_RTU/POP_BACKHAUL | J10 - Electric Utilities | J1030 - Distribution | J1030120 - Support Structures | 1 | EA | 2/6/2011 00:00:00 | 1966_RTU/POP_BACKHAUL - MESH 3 | Mayport-Electric | PWD MAYPORT
MAYPOR-EL | S442838 | UEM,Control System, ANT-1966 BACKHAUL, Antenna | J10 - Electric Utilities | J1030 - Distribution | J1030150 - Circuits | 2 | LF | 2/6/2011 00:00:00 | BLDG-1966 | Mayport-Electric | PWD MAYPORT
MAYPOR-EL | S442842 | UEM,Control System, ANT-1585 BACKHAUL, Antenna | J10 - Electric Utilities | J1030 - Distribution | J1030150 - Circuits | 2 | LF | 2/13/2011 00:00:00 | BLDG-1585 | Mayport-Electric | PWD MAYPORT
MAYPOR-EL | S442861 | UEM,Control System, ANT-1488 BACKHAUL, Antenna | J10 - Electric Utilities | J1030 - Distribution | J1030150 - Circuits | 2 | LF | 2/6/2011 00:00:00 | BLDG-1488 | Mayport-Electric | PWD MAYPORT
MAYPOR-EL | S442863 | UEM,Control System, ANT-1338 BACKHAUL, Antenna | J10 - Electric Utilities | J1030 - Distribution | J1030150 - Circuits | 2 | LF | 2/13/2011 00:00:00 | BLDG-1338 | Mayport-Electric | PWD MAYPORT
MAYPOR-EL | S442873 | UEM,Control System, ANT-365 BACKHAUL, Antenna | J10 - Electric Utilities | J1030 - Distribution | J1030150 - Circuits | 2 | LF | 2/6/2011 00:00:00 | BLDG-365 | Mayport-Electric | PWD MAYPORT
MAYPOR-EL | S442874 | UEM,Control System, ANT-1613 BACKHAUL, Antenna | J10 - Electric Utilities | J1030 - Distribution | J1030150 - Circuits | 2 | LF | 2/6/2011 00:00:00 | BLDG-1613 | Mayport-Electric | PWD MAYPORT
MAYPOR-EL | S442954 | UEM,Control System, ANT-1587 RPT, Antenna | J10 - Electric Utilities | J1030 - Distribution | J1030120 - Support Structures | 1 | EA | 2/6/2011 00:00:00 | BLDG-1587 REPEATER | Mayport-Electric | PWD MAYPORT
MAYPOR-EL | S442960 | UEM,Control System, ANT-2194 RPT, Antenna | J10 - Electric Utilities | J1030 - Distribution | J1030120 - Support Structures | 1 | EA | 2/6/2011 00:00:00 | BLDG-2194 REPEATER | Mayport-Electric | PWD MAYPORT
MAYPOR-EL | S442980 | UEM,Control System, ANT-1488 RPT, Antenna | J10 - Electric Utilities | J1030 - Distribution | J1030120 - Support Structures | 1 | EA | 2/6/2011 00:00:00 | BLDG-1488 REPEATER | Mayport-Electric | PWD MAYPORT
MAYPOR-EL | S442994 | UEM,Control System, ANT-191 RPT, Antenna | J10 - Electric Utilities | J1030 - Distribution | J1030120 - Support Structures | 1 | EA | 2/6/2011 00:00:00 | BLDG-191 REPEATER | Mayport-Electric | PWD MAYPORT
MAYPOR-EL | S442995 | UEM,Control System, ANT-2294 RPT, Antenna | J10 - Electric Utilities | J1030 - Distribution | J1030120 - Support Structures | 1 | EA | 2/6/2011 00:00:00 | BLDG-2294 REPEATER | Mayport-Electric | PWD MAYPORT
MAYPOR-EL | S442996 | UEM,Control System, ANT-25 RPT, Antenna | J10 - Electric Utilities | J1030 - Distribution | J1030120 - Support Structures | 1 | EA | 2/6/2011 00:00:00 | BLDG-25 REPEATER | Mayport-Electric | PWD MAYPORT
MAYPOR-EL | UMA654L00001 | UEM,Underground Structure, JB-169, Manhole | J10 - Electric Utilities | J1030 - Distribution | J1030110 - UG Structures | 1 | EA | 1/1/1980 00:00:00 |  | Mayport-Electric | PWD MAYPORT
MAYPOR-EL | UMA654L00002 | UEM,Underground Structure, EMH-375, Manhole | J10 - Electric Utilities | J1030 - Distribution | J1030110 - UG Structures | 1 | EA | 1/1/1980 00:00:00 |  | Mayport-Electric | PWD MAYPORT
MAYPOR-EL | UMA654L00003 | UEM,Underground Structure, Manhole | J10 - Electric Utilities | J1030 - Distribution | J1030110 - UG Structures | 1 | EA | 1/1/1980 00:00:00 |  | Mayport-Electric | PWD MAYPORT
MAYPOR-EL | UMA654L00004 | UEM,Underground Structure, EMH-335, Manhole | J10 - Electric Utilities | J1030 - Distribution | J1030110 - UG Structures | 1 | EA | 1/1/1980 00:00:00 |  | Mayport-Electric | PWD MAYPORT
MAYPOR-EL | UMA654L00005 | UEM,Underground Structure, EMH-319, Manhole | J10 - Electric Utilities | J1030 - Distribution | J1030110 - UG Structures | 1 | EA | 1/1/1980 00:00:00 |  | Mayport-Electric | PWD MAYPORT
MAYPOR-EL | UMA654L00006 | UEM,Underground Structure, EMH-343, Manhole | J10 - Electric Utilities | J1030 - Distribution | J1030110 - UG Structures | 1 | EA | 1/1/1980 00:00:00 |  | Mayport-Electric | PWD MAYPORT
MAYPOR-EL | UMA654L00007 | UEM,Underground Structure, EMH-249, Manhole | J10 - Electric Utilities | J1030 - Distribution | J1030110 - UG Structures | 1 | EA | 1/1/1980 00:00:00 |  | Mayport-Electric | PWD MAYPORT
MAYPOR-EL | UMA654L00008 | UEM,Underground Structure, EMH-74, Manhole | J10 - Electric Utilities | J1030 - Distribution | J1030110 - UG Structures | 1 | EA | 1/1/1980 00:00:00 |  | Mayport-Electric | PWD MAYPORT
MAYPOR-EL | UMA654L00009 | UEM,Underground Structure, EMH-217, Manhole | J10 - Electric Utilities | J1030 - Distribution | J1030110 - UG Structures | 1 | EA | 1/1/1980 00:00:00 |  | Mayport-Electric | PWD MAYPORT
MAYPOR-EL | UMA654L00010 | UEM,Underground Structure, EMH-283, Manhole | J10 - Electric Utilities | J1030 - Distribution | J1030110 - UG Structures | 1 | EA | 1/1/1980 00:00:00 |  | Mayport-Electric | PWD MAYPORT
MAYPOR-EL | UMA654L00011 | UEM,Underground Structure, EMH-284, Manhole | J10 - Electric Utilities | J1030 - Distribution | J1030110 - UG Structures | 1 | EA | 1/1/1980 00:00:00 |  | Mayport-Electric | PWD MAYPORT
MAYPOR-EL | UMA654L00012 | UEM,Underground Structure, EMH-198, Manhole | J10 - Electric Utilities | J1030 - Distribution | J1030110 - UG Structures | 1 | EA | 1/1/1980 00:00:00 |  | Mayport-Electric | PWD MAYPORT
MAYPOR-EL | UMA654L00013 | UEM,Underground Structure, EMH-201, Manhole | J10 - Electric Utilities | J1030 - Distribution | J1030110 - UG Structures | 1 | EA | 1/1/1980 00:00:00 |  | Mayport-Electric | PWD MAYPORT
MAYPOR-EL | UMA654L00014 | UEM,Underground Structure, EMH-382, Manhole | J10 - Electric Utilities | J1030 - Distribution | J1030110 - UG Structures | 1 | EA | 1/1/1980 00:00:00 |  | Mayport-Electric | PWD MAYPORT
MAYPOR-EL | UMA654L00015 | UEM,Underground Structure, EMH-382A, Manhole | J10 - Electric Utilities | J1030 - Distribution | J1030110 - UG Structures | 1 | EA | 1/1/1980 00:00:00 |  | Mayport-Electric | PWD MAYPORT
MAYPOR-EL | UMA654L00016 | UEM,Underground Structure, EMH-381, Manhole | J10 - Electric Utilities | J1030 - Distribution | J1030110 - UG Structures | 1 | EA | 1/1/1980 00:00:00 |  | Mayport-Electric | PWD MAYPORT
MAYPOR-EL | UMA654L00017 | UEM,Underground Structure, EMH-365, Manhole | J10 - Electric Utilities | J1030 - Distribution | J1030110 - UG Structures | 1 | EA | 1/1/1980 00:00:00 |  | Mayport-Electric | PWD MAYPORT
MAYPOR-EL | UMA654L00018 | UEM,Underground Structure, EMH-272, Manhole | J10 - Electric Utilities | J1030 - Distribution | J1030110 - UG Structures | 1 | EA | 1/1/1980 00:00:00 |  | Mayport-Electric | PWD MAYPORT
MAYPOR-EL | UMA654L00019 | UEM,Underground Structure, EMH-262, Manhole | J10 - Electric Utilities | J1030 - Distribution | J1030110 - UG Structures | 1 | EA | 1/1/1980 00:00:00 |  | Mayport-Electric | PWD MAYPORT
MAYPOR-EL | UMA654L00020 | UEM,Underground Structure, EMH-256, Manhole | J10 - Electric Utilities | J1030 - Distribution | J1030110 - UG Structures | 1 | EA | 1/1/1980 00:00:00 |  | Mayport-Electric | PWD MAYPORT
MAYPOR-EL | UMA654L00021 | UEM,Underground Structure, EMH-250, Manhole | J10 - Electric Utilities | J1030 - Distribution | J1030110 - UG Structures | 1 | EA | 1/1/1980 00:00:00 |  | Mayport-Electric | PWD MAYPORT
MAYPOR-EL | UMA654L00022 | UEM,Underground Structure, EMH-121, Manhole | J10 - Electric Utilities | J1030 - Distribution | J1030110 - UG Structures | 1 | EA | 1/1/1980 00:00:00 |  | Mayport-Electric | PWD MAYPORT
MAYPOR-EL | UMA654L00023 | UEM,Underground Structure, EMH-234, Manhole | J10 - Electric Utilities | J1030 - Distribution | J1030110 - UG Structures | 1 | EA | 1/1/1980 00:00:00 |  | Mayport-Electric | PWD MAYPORT
MAYPOR-EL | UMA654L00024 | UEM,Underground Structure, EMH-170, Manhole | J10 - Electric Utilities | J1030 - Distribution | J1030110 - UG Structures | 1 | EA | 1/1/1980 00:00:00 |  | Mayport-Electric | PWD MAYPORT
MAYPOR-EL | UMA654L00025 | UEM,Underground Structure, EMH-289, Manhole | J10 - Electric Utilities | J1030 - Distribution | J1030110 - UG Structures | 1 | EA | 1/1/1980 00:00:00 |  | Mayport-Electric | PWD MAYPORT
MAYPOR-EL | UMA654L00026 | UEM,Underground Structure, EMH-213, Manhole | J10 - Electric Utilities | J1030 - Distribution | J1030110 - UG Structures | 1 | EA | 1/1/1980 00:00:00 | Near SW-KK off Main St. and Manley | Mayport-Electric | PWD MAYPORT
MAYPOR-EL | UMA654L00027 | UEM,Underground Structure, EMH-329, Manhole | J10 - Electric Utilities | J1030 - Distribution | J1030110 - UG Structures | 1 | EA | 1/1/1980 00:00:00 |  | Mayport-Electric | PWD MAYPORT
MAYPOR-EL | UMA654L00028 | UEM,Underground Structure, EMH-384, Manhole | J10 - Electric Utilities | J1030 - Distribution | J1030110 - UG Structures | 1 | EA | 1/1/1980 00:00:00 |  | Mayport-Electric | PWD MAYPORT
MAYPOR-EL | UMA654L00029 | UEM,Underground Structure, EMH-399, Manhole | J10 - Electric Utilities | J1030 - Distribution | J1030110 - UG Structures | 1 | EA | 1/1/1980 00:00:00 |  | Mayport-Electric | PWD MAYPORT
MAYPOR-EL | UMA654L00030 | UEM,Underground Structure, EMH398, Manhole | J10 - Electric Utilities | J1030 - Distribution | J1030110 - UG Structures | 1 | EA | 1/1/1980 00:00:00 |  | Mayport-Electric | PWD MAYPORT
MAYPOR-EL | UMA654L00031 | UEM,Underground Structure, EMH-248, Manhole | J10 - Electric Utilities | J1030 - Distribution | J1030110 - UG Structures | 1 | EA | 1/1/1980 00:00:00 |  | Mayport-Electric | PWD MAYPORT
MAYPOR-EL | UMA654L00032 | UEM,Underground Structure, EMH-258, Manhole | J10 - Electric Utilities | J1030 - Distribution | J1030110 - UG Structures | 1 | EA | 1/1/1980 00:00:00 |  | Mayport-Electric | PWD MAYPORT
MAYPOR-EL | UMA654L00033 | UEM,Underground Structure, EMH-123, Manhole | J10 - Electric Utilities | J1030 - Distribution | J1030110 - UG Structures | 1 | EA | 1/1/1980 00:00:00 |  | Mayport-Electric | PWD MAYPORT
MAYPOR-EL | UMA654L00034 | UEM,Underground Structure, EMH-125, Manhole | J10 - Electric Utilities | J1030 - Distribution | J1030110 - UG Structures | 1 | EA | 1/1/1980 00:00:00 |  | Mayport-Electric | PWD MAYPORT
MAYPOR-EL | UMA654L00035 | UEM,Underground Structure, EMH-58A, Manhole | J10 - Electric Utilities | J1030 - Distribution | J1030110 - UG Structures | 1 | EA | 1/1/1980 00:00:00 |  | Mayport-Electric | PWD MAYPORT
MAYPOR-EL | UMA654L00037 | UEM,Underground Structure, EMH-253, Manhole | J10 - Electric Utilities | J1030 - Distribution | J1030110 - UG Structures | 1 | EA | 1/1/1980 00:00:00 | Next to SW-15 on Baltimore | Mayport-Electric | PWD MAYPORT
MAYPOR-EL | UMA654L00038 | UEM,Underground Structure, EMH-307, Manhole | J10 - Electric Utilities | J1030 - Distribution | J1030110 - UG Structures | 1 | EA | 1/1/1980 00:00:00 |  | Mayport-Electric | PWD MAYPORT
MAYPOR-EL | UMA654L00039 | UEM,Underground Structure, EMH-279, Manhole | J10 - Electric Utilities | J1030 - Distribution | J1030110 - UG Structures | 1 | EA | 1/1/1980 00:00:00 |  | Mayport-Electric | PWD MAYPORT
MAYPOR-EL | UMA654L00040 | UEM,Underground Structure, EMH-275, Manhole | J10 - Electric Utilities | J1030 - Distribution | J1030110 - UG Structures | 1 | EA | 1/1/1980 00:00:00 |  | Mayport-Electric | PWD MAYPORT
MAYPOR-EL | UMA654L00041 | UEM,Underground Structure, EMH-257, Manhole | J10 - Electric Utilities | J1030 - Distribution | J1030110 - UG Structures | 1 | EA | 1/1/1980 00:00:00 |  | Mayport-Electric | PWD MAYPORT
MAYPOR-EL | UMA654L00042 | UEM,Underground Structure, EMH-237, Manhole | J10 - Electric Utilities | J1030 - Distribution | J1030110 - UG Structures | 1 | EA | 1/1/1980 00:00:00 |  | Mayport-Electric | PWD MAYPORT
MAYPOR-EL | UMA654L00043 | UEM,Underground Structure, EMH-235, Manhole | J10 - Electric Utilities | J1030 - Distribution | J1030110 - UG Structures | 1 | EA | 1/1/1980 00:00:00 |  | Mayport-Electric | PWD MAYPORT
MAYPOR-EL | UMA654L00044 | UEM,Underground Structure, EMH-220, Manhole | J10 - Electric Utilities | J1030 - Distribution | J1030110 - UG Structures | 1 | EA | 1/1/1980 00:00:00 |  | Mayport-Electric | PWD MAYPORT
MAYPOR-EL | UMA654L00045 | UEM,Underground Structure, EMH-301, Manhole | J10 - Electric Utilities | J1030 - Distribution | J1030110 - UG Structures | 1 | EA | 1/1/1980 00:00:00 |  | Mayport-Electric | PWD MAYPORT
MAYPOR-EL | UMA654L00046 | UEM,Underground Structure, EMH-351, Manhole | J10 - Electric Utilities | J1030 - Distribution | J1030110 - UG Structures | 1 | EA | 1/1/1980 00:00:00 |  | Mayport-Electric | PWD MAYPORT
MAYPOR-EL | UMA654L00047 | UEM,Underground Structure, EMH-113, Manhole | J10 - Electric Utilities | J1030 - Distribution | J1030110 - UG Structures | 1 | EA | 1/1/1980 00:00:00 |  | Mayport-Electric | PWD MAYPORT
MAYPOR-EL | UMA654L00048 | UEM,Underground Structure, EMH-60, Manhole | J10 - Electric Utilities | J1030 - Distribution | J1030110 - UG Structures | 1 | EA | 1/1/1980 00:00:00 |  | Mayport-Electric | PWD MAYPORT
MAYPOR-EL | UMA654L00049 | UEM,Underground Structure, EMH-51, Manhole | J10 - Electric Utilities | J1030 - Distribution | J1030110 - UG Structures | 1 | EA | 1/1/1980 00:00:00 |  | Mayport-Electric | PWD MAYPORT
MAYPOR-EL | UMA654L00050 | UEM,Underground Structure, EMH-241, Manhole | J10 - Electric Utilities | J1030 - Distribution | J1030110 - UG Structures | 1 | EA | 1/1/1980 00:00:00 |  | Mayport-Electric | PWD MAYPORT
MAYPOR-EL | UMA654L00051 | UEM,Underground Structure, EMH-212, Manhole | J10 - Electric Utilities | J1030 - Distribution | J1030110 - UG Structures | 1 | EA | 1/1/1980 00:00:00 |  | Mayport-Electric | PWD MAYPORT
MAYPOR-EL | UMA654L00052 | UEM,Underground Structure, EMH-240, Manhole | J10 - Electric Utilities | J1030 - Distribution | J1030110 - UG Structures | 1 | EA | 1/1/1980 00:00:00 |  | Mayport-Electric | PWD MAYPORT
MAYPOR-EL | UMA654L00053 | UEM,Underground Structure, EMH-231, Manhole | J10 - Electric Utilities | J1030 - Distribution | J1030110 - UG Structures | 1 | EA | 1/1/1980 00:00:00 |  | Mayport-Electric | PWD MAYPORT
MAYPOR-EL | UMA654L00054 | UEM,Underground Structure, EMH-309, Manhole | J10 - Electric Utilities | J1030 - Distribution | J1030110 - UG Structures | 1 | EA | 1/1/1980 00:00:00 |  | Mayport-Electric | PWD MAYPORT
MAYPOR-EL | UMA654L00055 | UEM,Underground Structure, EMH-311, Manhole | J10 - Electric Utilities | J1030 - Distribution | J1030110 - UG Structures | 1 | EA | 1/1/1980 00:00:00 | Alpha Pier just west of bldg 421 | Mayport-Electric | PWD MAYPORT
MAYPOR-EL | UMA654L00056 | UEM,Underground Structure, EMH-317, Manhole | J10 - Electric Utilities | J1030 - Distribution | J1030110 - UG Structures | 1 | EA | 1/1/1980 00:00:00 |  | Mayport-Electric | PWD MAYPORT
MAYPOR-EL | UMA654L00057 | UEM,Underground Structure, EMH-330, Manhole | J10 - Electric Utilities | J1030 - Distribution | J1030110 - UG Structures | 1 | EA | 1/1/1980 00:00:00 |  | Mayport-Electric | PWD MAYPORT
MAYPOR-EL | UMA654L00058 | UEM,Underground Structure, EMH-336, Manhole | J10 - Electric Utilities | J1030 - Distribution | J1030110 - UG Structures | 1 | EA | 1/1/1980 00:00:00 |  | Mayport-Electric | PWD MAYPORT
MAYPOR-EL | UMA654L00059 | UEM,Underground Structure, EMH-338, Manhole | J10 - Electric Utilities | J1030 - Distribution | J1030110 - UG Structures | 1 | EA | 1/1/1980 00:00:00 | On Bravo Pier south of SW 83 | Mayport-Electric | PWD MAYPORT
MAYPOR-EL | UMA654L00060 | UEM,Underground Structure, EMH-362, Manhole | J10 - Electric Utilities | J1030 - Distribution | J1030110 - UG Structures | 1 | EA | 1/1/1980 00:00:00 |  | Mayport-Electric | PWD MAYPORT
MAYPOR-EL | UMA654L00061 | UEM,Underground Structure, EMH-211, Manhole | J10 - Electric Utilities | J1030 - Distribution | J1030110 - UG Structures | 1 | EA | 1/1/1980 00:00:00 |  | Mayport-Electric | PWD MAYPORT
MAYPOR-EL | UMA654L00062 | UEM,Underground Structure, EMH-208, Manhole | J10 - Electric Utilities | J1030 - Distribution | J1030110 - UG Structures | 1 | EA | 1/1/1980 00:00:00 |  | Mayport-Electric | PWD MAYPORT
MAYPOR-EL | UMA654L00063 | UEM,Underground Structure, EMH-191, Manhole | J10 - Electric Utilities | J1030 - Distribution | J1030110 - UG Structures | 1 | EA | 1/1/1980 00:00:00 |  | Mayport-Electric | PWD MAYPORT
MAYPOR-EL | UMA654L00064 | UEM,Underground Structure, EMH-396, Manhole | J10 - Electric Utilities | J1030 - Distribution | J1030110 - UG Structures | 1 | EA | 1/1/1980 00:00:00 |  | Mayport-Electric | PWD MAYPORT
MAYPOR-EL | UMA654L00065 | UEM,Underground Structure, EMH-397, Manhole | J10 - Electric Utilities | J1030 - Distribution | J1030110 - UG Structures | 1 | EA | 1/1/1980 00:00:00 |  | Mayport-Electric | PWD MAYPORT
MAYPOR-EL | UMA654L00066 | UEM,Underground Structure, EMH-399A, Manhole | J10 - Electric Utilities | J1030 - Distribution | J1030110 - UG Structures | 1 | EA | 1/1/1980 00:00:00 |  | Mayport-Electric | PWD MAYPORT
MAYPOR-EL | UMA654L00067 | UEM,Underground Structure, EMH-387, Manhole | J10 - Electric Utilities | J1030 - Distribution | J1030110 - UG Structures | 1 | EA | 1/1/1980 00:00:00 |  | Mayport-Electric | PWD MAYPORT
MAYPOR-EL | UMA654L00068 | UEM,Underground Structure, EMH-380, Manhole | J10 - Electric Utilities | J1030 - Distribution | J1030110 - UG Structures | 1 | EA | 1/1/1980 00:00:00 |  | Mayport-Electric | PWD MAYPORT
MAYPOR-EL | UMA654L00069 | UEM,Underground Structure, EMH-371, Manhole | J10 - Electric Utilities | J1030 - Distribution | J1030110 - UG Structures | 1 | EA | 1/1/1980 00:00:00 |  | Mayport-Electric | PWD MAYPORT
MAYPOR-EL | UMA654L00070 | UEM,Underground Structure, EMH-219, Manhole | J10 - Electric Utilities | J1030 - Distribution | J1030110 - UG Structures | 1 | EA | 1/1/1980 00:00:00 |  | Mayport-Electric | PWD MAYPORT
MAYPOR-EL | UMA654L00071 | UEM,Underground Structure, EMH-197, Manhole | J10 - Electric Utilities | J1030 - Distribution | J1030110 - UG Structures | 1 | EA | 1/1/1980 00:00:00 |  | Mayport-Electric | PWD MAYPORT
MAYPOR-EL | UMA654L00072 | UEM,Underground Structure, EMH-503, Manhole | J10 - Electric Utilities | J1030 - Distribution | J1030110 - UG Structures | 1 | EA | 1/1/1980 00:00:00 |  | Mayport-Electric | PWD MAYPORT
MAYPOR-EL | UMA654L00073 | UEM,Underground Structure, EMH-355, Manhole | J10 - Electric Utilities | J1030 - Distribution | J1030110 - UG Structures | 1 | EA | 1/1/1980 00:00:00 |  | Mayport-Electric | PWD MAYPORT
MAYPOR-EL | UMA654L00074 | UEM,Underground Structure, EMH-353, Manhole | J10 - Electric Utilities | J1030 - Distribution | J1030110 - UG Structures | 1 | EA | 1/1/1980 00:00:00 |  | Mayport-Electric | PWD MAYPORT
MAYPOR-EL | UMA654L00075 | UEM,Underground Structure, EMH-351A, Manhole | J10 - Electric Utilities | J1030 - Distribution | J1030110 - UG Structures | 1 | EA | 1/1/1980 00:00:00 |  | Mayport-Electric | PWD MAYPORT
MAYPOR-EL | UMA654L00076 | UEM,Underground Structure, EMH-343A, Manhole | J10 - Electric Utilities | J1030 - Distribution | J1030110 - UG Structures | 1 | EA | 1/1/1980 00:00:00 |  | Mayport-Electric | PWD MAYPORT
MAYPOR-EL | UMA654L00077 | UEM,Underground Structure, Manhole | J10 - Electric Utilities | J1030 - Distribution | J1030110 - UG Structures | 1 | EA | 1/1/1980 00:00:00 |  | Mayport-Electric | PWD MAYPORT
MAYPOR-EL | UMA654L00078 | UEM,Underground Structure, EMH-357, Manhole | J10 - Electric Utilities | J1030 - Distribution | J1030110 - UG Structures | 1 | EA | 1/1/1980 00:00:00 |  | Mayport-Electric | PWD MAYPORT
MAYPOR-EL | UMA654L00079 | UEM,Underground Structure, EMH-367, Manhole | J10 - Electric Utilities | J1030 - Distribution | J1030110 - UG Structures | 1 | EA | 1/1/1980 00:00:00 |  | Mayport-Electric | PWD MAYPORT
MAYPOR-EL | UMA654L00080 | UEM,Underground Structure, EMH-369, Manhole | J10 - Electric Utilities | J1030 - Distribution | J1030110 - UG Structures | 1 | EA | 1/1/1980 00:00:00 |  | Mayport-Electric | PWD MAYPORT
MAYPOR-EL | UMA654L00081 | UEM,Underground Structure, EMH-299, Manhole | J10 - Electric Utilities | J1030 - Distribution | J1030110 - UG Structures | 1 | EA | 1/1/1980 00:00:00 |  | Mayport-Electric | PWD MAYPORT
MAYPOR-EL | UMA654L00082 | UEM,Underground Structure, EMH-281, Manhole | J10 - Electric Utilities | J1030 - Distribution | J1030110 - UG Structures | 1 | EA | 1/1/1980 00:00:00 |  | Mayport-Electric | PWD MAYPORT
MAYPOR-EL | UMA654L00083 | UEM,Underground Structure, EMH-368, Manhole | J10 - Electric Utilities | J1030 - Distribution | J1030110 - UG Structures | 1 | EA | 1/1/1980 00:00:00 |  | Mayport-Electric | PWD MAYPORT
MAYPOR-EL | UMA654L00084 | UEM,Underground Structure, EMH-268, Manhole | J10 - Electric Utilities | J1030 - Distribution | J1030110 - UG Structures | 1 | EA | 1/1/1980 00:00:00 |  | Mayport-Electric | PWD MAYPORT
MAYPOR-EL | UMA654L00085 | UEM,Underground Structure, EMH-280, Manhole | J10 - Electric Utilities | J1030 - Distribution | J1030110 - UG Structures | 1 | EA | 1/1/1980 00:00:00 |  | Mayport-Electric | PWD MAYPORT
MAYPOR-EL | UMA654L00086 | UEM,Underground Structure, EMH-291, Manhole | J10 - Electric Utilities | J1030 - Distribution | J1030110 - UG Structures | 1 | EA | 1/1/1980 00:00:00 |  | Mayport-Electric | PWD MAYPORT
MAYPOR-EL | UMA654L00087 | UEM,Underground Structure, EMH-298, Manhole | J10 - Electric Utilities | J1030 - Distribution | J1030110 - UG Structures | 1 | EA | 1/1/1980 00:00:00 |  | Mayport-Electric | PWD MAYPORT
MAYPOR-EL | UMA654L00088 | UEM,Underground Structure, EMH-232, Manhole | J10 - Electric Utilities | J1030 - Distribution | J1030110 - UG Structures | 1 | EA | 1/1/1980 00:00:00 |  | Mayport-Electric | PWD MAYPORT
MAYPOR-EL | UMA654L00089 | UEM,Underground Structure, EMH-189, Manhole | J10 - Electric Utilities | J1030 - Distribution | J1030110 - UG Structures | 1 | EA | 1/1/1980 00:00:00 |  | Mayport-Electric | PWD MAYPORT
MAYPOR-EL | UMA654L00090 | UEM,Underground Structure, EMH-187, Manhole | J10 - Electric Utilities | J1030 - Distribution | J1030110 - UG Structures | 1 | EA | 1/1/1980 00:00:00 |  | Mayport-Electric | PWD MAYPORT
MAYPOR-EL | UMA654L00091 | UEM,Underground Structure, EMH-400, Manhole | J10 - Electric Utilities | J1030 - Distribution | J1030110 - UG Structures | 1 | EA | 1/1/1980 00:00:00 |  | Mayport-Electric | PWD MAYPORT
MAYPOR-EL | UMA654L00092 | UEM,Underground Structure, EMH-153, Manhole | J10 - Electric Utilities | J1030 - Distribution | J1030110 - UG Structures | 1 | EA | 1/1/1980 00:00:00 |  | Mayport-Electric | PWD MAYPORT
MAYPOR-EL | UMA654L00093 | UEM,Underground Structure, EMH-120, Manhole | J10 - Electric Utilities | J1030 - Distribution | J1030110 - UG Structures | 1 | EA | 1/1/1980 00:00:00 |  | Mayport-Electric | PWD MAYPORT
MAYPOR-EL | UMA654L00094 | UEM,Underground Structure, EMH-271, Manhole | J10 - Electric Utilities | J1030 - Distribution | J1030110 - UG Structures | 1 | EA | 1/1/1980 00:00:00 |  | Mayport-Electric | PWD MAYPORT
MAYPOR-EL | UMA654L00095 | UEM,Underground Structure, EMH-182, Manhole | J10 - Electric Utilities | J1030 - Distribution | J1030110 - UG Structures | 1 | EA | 1/1/1980 00:00:00 |  | Mayport-Electric | PWD MAYPORT
MAYPOR-EL | UMA654L00096 | UEM,Underground Structure, EMH-111, Manhole | J10 - Electric Utilities | J1030 - Distribution | J1030110 - UG Structures | 1 | EA | 1/1/1980 00:00:00 |  | Mayport-Electric | PWD MAYPORT
MAYPOR-EL | UMA654L00097 | UEM,Underground Structure, EMH-91, Manhole | J10 - Electric Utilities | J1030 - Distribution | J1030110 - UG Structures | 1 | EA | 1/1/1980 00:00:00 |  | Mayport-Electric | PWD MAYPORT
MAYPOR-EL | UMA654L00098 | UEM,Underground Structure, EMH-180, Manhole | J10 - Electric Utilities | J1030 - Distribution | J1030110 - UG Structures | 1 | EA | 1/1/1980 00:00:00 |  | Mayport-Electric | PWD MAYPORT
MAYPOR-EL | UMA654L00099 | UEM,Underground Structure, EMH-178, Manhole | J10 - Electric Utilities | J1030 - Distribution | J1030110 - UG Structures | 1 | EA | 1/1/1980 00:00:00 |  | Mayport-Electric | PWD MAYPORT
MAYPOR-EL | UMA654L00100 | UEM,Underground Structure, EMH-221, Manhole | J10 - Electric Utilities | J1030 - Distribution | J1030110 - UG Structures | 1 | EA | 1/1/1980 00:00:00 |  | Mayport-Electric | PWD MAYPORT
MAYPOR-EL | UMA654L00102 | UEM,Underground Structure, EMH-175, Manhole | J10 - Electric Utilities | J1030 - Distribution | J1030110 - UG Structures | 1 | EA | 1/1/1980 00:00:00 |  | Mayport-Electric | PWD MAYPORT
MAYPOR-EL | UMA654L00103 | UEM,Underground Structure, EMH-285, Manhole | J10 - Electric Utilities | J1030 - Distribution | J1030110 - UG Structures | 1 | EA | 1/1/1980 00:00:00 |  | Mayport-Electric | PWD MAYPORT
MAYPOR-EL | UMA654L00104 | UEM,Underground Structure, EMH-258A, Manhole | J10 - Electric Utilities | J1030 - Distribution | J1030110 - UG Structures | 1 | EA | 1/1/1980 00:00:00 |  | Mayport-Electric | PWD MAYPORT
MAYPOR-EL | UMA654L00105 | UEM,Underground Structure, EMH-189, Manhole | J10 - Electric Utilities | J1030 - Distribution | J1030110 - UG Structures | 1 | EA | 1/1/1980 00:00:00 |  | Mayport-Electric | PWD MAYPORT
MAYPOR-EL | UMA654L00106 | UEM,Underground Structure, EMH-307A, Manhole | J10 - Electric Utilities | J1030 - Distribution | J1030110 - UG Structures | 1 | EA | 1/1/1980 00:00:00 |  | Mayport-Electric | PWD MAYPORT
MAYPOR-EL | UMA654L00107 | UEM,Underground Structure, EMH-202, Manhole | J10 - Electric Utilities | J1030 - Distribution | J1030110 - UG Structures | 1 | EA | 1/1/1980 00:00:00 |  | Mayport-Electric | PWD MAYPORT
MAYPOR-EL | UMA654L00108 | UEM,Underground Structure, EMH-137, Manhole | J10 - Electric Utilities | J1030 - Distribution | J1030110 - UG Structures | 1 | EA | 1/1/1980 00:00:00 |  | Mayport-Electric | PWD MAYPORT
MAYPOR-EL | UMA654L00109 | UEM,Underground Structure, EMH-183, Manhole | J10 - Electric Utilities | J1030 - Distribution | J1030110 - UG Structures | 1 | EA | 1/1/1980 00:00:00 |  | Mayport-Electric | PWD MAYPORT
MAYPOR-EL | UMA654L00110 | UEM,Underground Structure, EMH-127, Manhole | J10 - Electric Utilities | J1030 - Distribution | J1030110 - UG Structures | 1 | EA | 1/1/1980 00:00:00 |  | Mayport-Electric | PWD MAYPORT
MAYPOR-EL | UMA654L00111 | UEM,Underground Structure, EMH-22, Manhole | J10 - Electric Utilities | J1030 - Distribution | J1030110 - UG Structures | 1 | EA | 1/1/1980 00:00:00 |  | Mayport-Electric | PWD MAYPORT
MAYPOR-EL | UMA654L00112 | UEM,Underground Structure, EMH-230, Manhole | J10 - Electric Utilities | J1030 - Distribution | J1030110 - UG Structures | 1 | EA | 1/1/1980 00:00:00 |  | Mayport-Electric | PWD MAYPORT
MAYPOR-EL | UMA654L00113 | UEM,Underground Structure, EMH-334, Manhole | J10 - Electric Utilities | J1030 - Distribution | J1030110 - UG Structures | 1 | EA | 1/1/1980 00:00:00 |  | Mayport-Electric | PWD MAYPORT
MAYPOR-EL | UMA654L00114 | UEM,Underground Structure, EMH-491, Manhole | J10 - Electric Utilities | J1030 - Distribution | J1030110 - UG Structures | 1 | EA | 1/1/1980 00:00:00 |  | Mayport-Electric | PWD MAYPORT
MAYPOR-EL | UMA654L00115 | UEM,Underground Structure, EMH-333, Manhole | J10 - Electric Utilities | J1030 - Distribution | J1030110 - UG Structures | 1 | EA | 1/1/1980 00:00:00 |  | Mayport-Electric | PWD MAYPORT
MAYPOR-EL | UMA654L00116 | UEM,Underground Structure, EMH-332, Manhole | J10 - Electric Utilities | J1030 - Distribution | J1030110 - UG Structures | 1 | EA | 1/1/1980 00:00:00 |  | Mayport-Electric | PWD MAYPORT
MAYPOR-EL | UMA654L00117 | UEM,Underground Structure, EMH-2, Manhole | J10 - Electric Utilities | J1030 - Distribution | J1030110 - UG Structures | 1 | EA | 1/1/1980 00:00:00 |  | Mayport-Electric | PWD MAYPORT
MAYPOR-EL | UMA654L00119 | UEM,Underground Structure, EMH-26, Manhole | J10 - Electric Utilities | J1030 - Distribution | J1030110 - UG Structures | 1 | EA | 1/1/1980 00:00:00 |  | Mayport-Electric | PWD MAYPORT
MAYPOR-EL | UMA654L00121 | UEM,Underground Structure, EMH-48, Manhole | J10 - Electric Utilities | J1030 - Distribution | J1030110 - UG Structures | 1 | EA | 1/1/1980 00:00:00 |  | Mayport-Electric | PWD MAYPORT
MAYPOR-EL | UMA654L00122 | UEM,Underground Structure, EMH-49, Manhole | J10 - Electric Utilities | J1030 - Distribution | J1030110 - UG Structures | 1 | EA | 1/1/1980 00:00:00 |  | Mayport-Electric | PWD MAYPORT
MAYPOR-EL | UMA654L00123 | UEM,Underground Structure, EMH-78, Manhole | J10 - Electric Utilities | J1030 - Distribution | J1030110 - UG Structures | 1 | EA | 1/1/1980 00:00:00 |  | Mayport-Electric | PWD MAYPORT
MAYPOR-EL | UMA654L00124 | UEM,Underground Structure, EMH-82, Manhole | J10 - Electric Utilities | J1030 - Distribution | J1030110 - UG Structures | 1 | EA | 1/1/1980 00:00:00 |  | Mayport-Electric | PWD MAYPORT
MAYPOR-EL | UMA654L00125 | UEM,Underground Structure, EMH-490, Manhole | J10 - Electric Utilities | J1030 - Distribution | J1030110 - UG Structures | 1 | EA | 1/1/1980 00:00:00 |  | Mayport-Electric | PWD MAYPORT
MAYPOR-EL | UMA654L00126 | UEM,Underground Structure, EMH-486, Manhole | J10 - Electric Utilities | J1030 - Distribution | J1030110 - UG Structures | 1 | EA | 1/1/1980 00:00:00 |  | Mayport-Electric | PWD MAYPORT
MAYPOR-EL | UMA654L00127 | UEM,Underground Structure, EMH-402, Manhole | J10 - Electric Utilities | J1030 - Distribution | J1030110 - UG Structures | 1 | EA | 1/1/1980 00:00:00 |  | Mayport-Electric | PWD MAYPORT
MAYPOR-EL | UMA654L00128 | UEM,Underground Structure, EMH-439, Manhole | J10 - Electric Utilities | J1030 - Distribution | J1030110 - UG Structures | 1 | EA | 1/1/1980 00:00:00 |  | Mayport-Electric | PWD MAYPORT
MAYPOR-EL | UMA654L00129 | UEM,Underground Structure, EMH-437, Manhole | J10 - Electric Utilities | J1030 - Distribution | J1030110 - UG Structures | 1 | EA | 1/1/1980 00:00:00 |  | Mayport-Electric | PWD MAYPORT
MAYPOR-EL | UMA654L00130 | UEM,Underground Structure, EMH-438, Handhole | J10 - Electric Utilities | J1030 - Distribution | J1030110 - UG Structures | 1 | EA | 1/1/1980 00:00:00 |  | Mayport-Electric | PWD MAYPORT
MAYPOR-EL | UMA654L00131 | UEM,Underground Structure, EMH-303, Manhole | J10 - Electric Utilities | J1030 - Distribution | J1030110 - UG Structures | 1 | EA | 1/1/1980 00:00:00 |  | Mayport-Electric | PWD MAYPORT
MAYPOR-EL | UMA654L00132 | UEM,Underground Structure, EMH-449, Manhole | J10 - Electric Utilities | J1030 - Distribution | J1030110 - UG Structures | 1 | EA | 1/1/1980 00:00:00 |  | Mayport-Electric | PWD MAYPORT
MAYPOR-EL | UMA654L00133 | UEM,Underground Structure, EMH-179, Manhole | J10 - Electric Utilities | J1030 - Distribution | J1030110 - UG Structures | 1 | EA | 1/1/1980 00:00:00 |  | Mayport-Electric | PWD MAYPORT
MAYPOR-EL | UMA654L00134 | UEM,Underground Structure, EMH-190, Manhole | J10 - Electric Utilities | J1030 - Distribution | J1030110 - UG Structures | 1 | EA | 1/1/1980 00:00:00 |  | Mayport-Electric | PWD MAYPORT
MAYPOR-EL | UMA654L00135 | UEM,Underground Structure, EMH-199, Manhole | J10 - Electric Utilities | J1030 - Distribution | J1030110 - UG Structures | 1 | EA | 1/1/1980 00:00:00 |  | Mayport-Electric | PWD MAYPORT
MAYPOR-EL | UMA654L00136 | UEM,Underground Structure, Manhole | J10 - Electric Utilities | J1030 - Distribution | J1030110 - UG Structures | 1 | EA | 1/1/1980 00:00:00 |  | Mayport-Electric | PWD MAYPORT
MAYPOR-EL | UMA654L00137 | UEM,Underground Structure, EMH-195, Manhole | J10 - Electric Utilities | J1030 - Distribution | J1030110 - UG Structures | 1 | EA | 1/1/1980 00:00:00 |  | Mayport-Electric | PWD MAYPORT
MAYPOR-EL | UMA654L00138 | UEM,Underground Structure, EMH-265, Manhole | J10 - Electric Utilities | J1030 - Distribution | J1030110 - UG Structures | 1 | EA | 1/1/1980 00:00:00 |  | Mayport-Electric | PWD MAYPORT
MAYPOR-EL | UMA654L00139 | UEM,Underground Structure, EMH-278, Manhole | J10 - Electric Utilities | J1030 - Distribution | J1030110 - UG Structures | 1 | EA | 1/1/1980 00:00:00 |  | Mayport-Electric | PWD MAYPORT
MAYPOR-EL | UMA654L00140 | UEM,Underground Structure, EMH-264, Manhole | J10 - Electric Utilities | J1030 - Distribution | J1030110 - UG Structures | 1 | EA | 1/1/1980 00:00:00 |  | Mayport-Electric | PWD MAYPORT
MAYPOR-EL | UMA654L00141 | UEM,Underground Structure, EMH-266, Manhole | J10 - Electric Utilities | J1030 - Distribution | J1030110 - UG Structures | 1 | EA | 1/1/1980 00:00:00 |  | Mayport-Electric | PWD MAYPORT
MAYPOR-EL | UMA654L00142 | UEM,Underground Structure, EMH-263, Manhole | J10 - Electric Utilities | J1030 - Distribution | J1030110 - UG Structures | 1 | EA | 1/1/1980 00:00:00 | Bon Homme Richard St. across from Public Works | Mayport-Electric | PWD MAYPORT
MAYPOR-EL | UMA654L00143 | UEM,Underground Structure, EMH-143, Manhole | J10 - Electric Utilities | J1030 - Distribution | J1030110 - UG Structures | 1 | EA | 1/1/1980 00:00:00 |  | Mayport-Electric | PWD MAYPORT
MAYPOR-EL | UMA654L00144 | UEM,Underground Structure, EMH-282, Manhole | J10 - Electric Utilities | J1030 - Distribution | J1030110 - UG Structures | 1 | EA | 1/1/1980 00:00:00 |  | Mayport-Electric | PWD MAYPORT
MAYPOR-EL | UMA654L00145 | UEM,Underground Structure, EMH-193, Manhole | J10 - Electric Utilities | J1030 - Distribution | J1030110 - UG Structures | 1 | EA | 1/1/1980 00:00:00 |  | Mayport-Electric | PWD MAYPORT
MAYPOR-EL | UMA654L00146 | UEM,Underground Structure, EMH-411, Manhole | J10 - Electric Utilities | J1030 - Distribution | J1030110 - UG Structures | 1 | EA | 1/1/1980 00:00:00 |  | Mayport-Electric | PWD MAYPORT
MAYPOR-EL | UMA654L00147 | UEM,Underground Structure, EMH-433, Manhole | J10 - Electric Utilities | J1030 - Distribution | J1030110 - UG Structures | 1 | EA | 1/1/1980 00:00:00 |  | Mayport-Electric | PWD MAYPORT
MAYPOR-EL | UMA654L00148 | UEM,Underground Structure, EMH-416, Manhole | J10 - Electric Utilities | J1030 - Distribution | J1030110 - UG Structures | 1 | EA | 1/1/1980 00:00:00 |  | Mayport-Electric | PWD MAYPORT
MAYPOR-EL | UMA654L00149 | UEM,Underground Structure, EMH-119, Manhole | J10 - Electric Utilities | J1030 - Distribution | J1030110 - UG Structures | 1 | EA | 1/1/1980 00:00:00 |  | Mayport-Electric | PWD MAYPORT
MAYPOR-EL | UMA654L00150 | UEM,Underground Structure, Manhole | J10 - Electric Utilities | J1030 - Distribution | J1030110 - UG Structures | 1 | EA | 1/1/1980 00:00:00 |  | Mayport-Electric | PWD MAYPORT
MAYPOR-EL | UMA654L00151 | UEM,Underground Structure, EMH--146, Manhole | J10 - Electric Utilities | J1030 - Distribution | J1030110 - UG Structures | 1 | EA | 1/1/1980 00:00:00 |  | Mayport-Electric | PWD MAYPORT
MAYPOR-EL | UMA654L00152 | UEM,Underground Structure, EMH-117, Manhole | J10 - Electric Utilities | J1030 - Distribution | J1030110 - UG Structures | 1 | EA | 1/1/1980 00:00:00 |  | Mayport-Electric | PWD MAYPORT
MAYPOR-EL | UMA654L00153 | UEM,Underground Structure, EMH-295, Manhole | J10 - Electric Utilities | J1030 - Distribution | J1030110 - UG Structures | 1 | EA | 1/1/1980 00:00:00 |  | Mayport-Electric | PWD MAYPORT
MAYPOR-EL | UMA654L00154 | UEM,Underground Structure, EMH-317A, Manhole | J10 - Electric Utilities | J1030 - Distribution | J1030110 - UG Structures | 1 | EA | 1/1/1980 00:00:00 |  | Mayport-Electric | PWD MAYPORT
MAYPOR-EL | UMA654L00155 | UEM,Underground Structure, EMH-188A, Manhole | J10 - Electric Utilities | J1030 - Distribution | J1030110 - UG Structures | 1 | EA | 1/1/1980 00:00:00 |  | Mayport-Electric | PWD MAYPORT
MAYPOR-EL | UMA654L00156 | UEM,Underground Structure, EMH-128, Manhole | J10 - Electric Utilities | J1030 - Distribution | J1030110 - UG Structures | 1 | EA | 1/1/1980 00:00:00 |  | Mayport-Electric | PWD MAYPORT
MAYPOR-EL | UMA654L00157 | UEM,Underground Structure, EMH-124, Manhole | J10 - Electric Utilities | J1030 - Distribution | J1030110 - UG Structures | 1 | EA | 1/1/1980 00:00:00 |  | Mayport-Electric | PWD MAYPORT
MAYPOR-EL | UMA654L00158 | UEM,Underground Structure, EMH-132, Manhole | J10 - Electric Utilities | J1030 - Distribution | J1030110 - UG Structures | 1 | EA | 1/1/1980 00:00:00 |  | Mayport-Electric | PWD MAYPORT
MAYPOR-EL | UMA654L00159 | UEM,Underground Structure, EMH-171, Manhole | J10 - Electric Utilities | J1030 - Distribution | J1030110 - UG Structures | 1 | EA | 1/1/1980 00:00:00 |  | Mayport-Electric | PWD MAYPORT
MAYPOR-EL | UMA654L00160 | UEM,Underground Structure, Manhole | J10 - Electric Utilities | J1030 - Distribution | J1030110 - UG Structures | 1 | EA | 1/1/1980 00:00:00 |  | Mayport-Electric | PWD MAYPORT
MAYPOR-EL | UMA654L00161 | UEM,Underground Structure, Manhole | J10 - Electric Utilities | J1030 - Distribution | J1030110 - UG Structures | 1 | EA | 1/1/1980 00:00:00 |  | Mayport-Electric | PWD MAYPORT
MAYPOR-EL | UMA654L00162 | UEM,Underground Structure, Manhole | J10 - Electric Utilities | J1030 - Distribution | J1030110 - UG Structures | 1 | EA | 1/1/1980 00:00:00 |  | Mayport-Electric | PWD MAYPORT
MAYPOR-EL | UMA654L00163 | UEM,Underground Structure, Manhole | J10 - Electric Utilities | J1030 - Distribution | J1030110 - UG Structures | 1 | EA | 1/1/1980 00:00:00 |  | Mayport-Electric | PWD MAYPORT
MAYPOR-EL | UMA654L00164 | UEM,Underground Structure, Manhole | J10 - Electric Utilities | J1030 - Distribution | J1030110 - UG Structures | 1 | EA | 1/1/1980 00:00:00 |  | Mayport-Electric | PWD MAYPORT
MAYPOR-EL | UMA654L00165 | UEM,Underground Structure, Manhole | J10 - Electric Utilities | J1030 - Distribution | J1030110 - UG Structures | 1 | EA | 1/1/1980 00:00:00 |  | Mayport-Electric | PWD MAYPORT
MAYPOR-EL | UMA654L00166 | UEM,Underground Structure, Manhole | J10 - Electric Utilities | J1030 - Distribution | J1030110 - UG Structures | 1 | EA | 1/1/1980 00:00:00 |  | Mayport-Electric | PWD MAYPORT
MAYPOR-EL | UMA654L00167 | UEM,Underground Structure, Manhole | J10 - Electric Utilities | J1030 - Distribution | J1030110 - UG Structures | 1 | EA | 1/1/1980 00:00:00 |  | Mayport-Electric | PWD MAYPORT
MAYPOR-EL | UMA654L00168 | UEM,Underground Structure, Manhole | J10 - Electric Utilities | J1030 - Distribution | J1030110 - UG Structures | 1 | EA | 1/1/1980 00:00:00 |  | Mayport-Electric | PWD MAYPORT
MAYPOR-EL | UMA654L00169 | UEM,Underground Structure, Manhole | J10 - Electric Utilities | J1030 - Distribution | J1030110 - UG Structures | 1 | EA | 1/1/1980 00:00:00 |  | Mayport-Electric | PWD MAYPORT
MAYPOR-EL | UMA654L00170 | UEM,Underground Structure, Manhole | J10 - Electric Utilities | J1030 - Distribution | J1030110 - UG Structures | 1 | EA | 1/1/1980 00:00:00 |  | Mayport-Electric | PWD MAYPORT
MAYPOR-EL | UMA654L00171 | UEM,Underground Structure, Manhole | J10 - Electric Utilities | J1030 - Distribution | J1030110 - UG Structures | 1 | EA | 1/1/1980 00:00:00 |  | Mayport-Electric | PWD MAYPORT
MAYPOR-EL | UMA654L00172 | UEM,Underground Structure, Manhole | J10 - Electric Utilities | J1030 - Distribution | J1030110 - UG Structures | 1 | EA | 1/1/1980 00:00:00 |  | Mayport-Electric | PWD MAYPORT
MAYPOR-EL | UMA654L00173 | UEM,Underground Structure, Manhole | J10 - Electric Utilities | J1030 - Distribution | J1030110 - UG Structures | 1 | EA | 1/1/1980 00:00:00 |  | Mayport-Electric | PWD MAYPORT
MAYPOR-EL | UMA654L00174 | UEM,Underground Structure, EMH-311A, Manhole | J10 - Electric Utilities | J1030 - Distribution | J1030110 - UG Structures | 1 | EA | 1/1/1980 00:00:00 |  | Mayport-Electric | PWD MAYPORT
MAYPOR-EL | UMA654L00175 | UEM,Underground Structure, Manhole | J10 - Electric Utilities | J1030 - Distribution | J1030110 - UG Structures | 1 | EA | 1/1/1980 00:00:00 |  | Mayport-Electric | PWD MAYPORT
MAYPOR-EL | UMA654L00176 | UEM,Underground Structure, Manhole | J10 - Electric Utilities | J1030 - Distribution | J1030110 - UG Structures | 1 | EA | 1/1/1980 00:00:00 |  | Mayport-Electric | PWD MAYPORT
MAYPOR-EL | UMA654L00177 | UEM,Underground Structure, Manhole | J10 - Electric Utilities | J1030 - Distribution | J1030110 - UG Structures | 1 | EA | 1/1/1980 00:00:00 |  | Mayport-Electric | PWD MAYPORT
MAYPOR-EL | UMA654L00178 | UEM,Underground Structure, Manhole | J10 - Electric Utilities | J1030 - Distribution | J1030110 - UG Structures | 1 | EA | 1/1/1980 00:00:00 |  | Mayport-Electric | PWD MAYPORT
MAYPOR-EL | UMA654L00179 | UEM,Underground Structure, Manhole | J10 - Electric Utilities | J1030 - Distribution | J1030110 - UG Structures | 1 | EA | 1/1/1980 00:00:00 |  | Mayport-Electric | PWD MAYPORT
MAYPOR-EL | UMA654L00180 | UEM,Underground Structure, Manhole | J10 - Electric Utilities | J1030 - Distribution | J1030110 - UG Structures | 1 | EA | 1/1/1980 00:00:00 |  | Mayport-Electric | PWD MAYPORT
MAYPOR-EL | UMA654L00181 | UEM,Underground Structure, Manhole | J10 - Electric Utilities | J1030 - Distribution | J1030110 - UG Structures | 1 | EA | 1/1/1980 00:00:00 |  | Mayport-Electric | PWD MAYPORT
MAYPOR-EL | UMA654L00182 | UEM,Underground Structure, Manhole | J10 - Electric Utilities | J1030 - Distribution | J1030110 - UG Structures | 1 | EA | 1/1/1980 00:00:00 |  | Mayport-Electric | PWD MAYPORT
MAYPOR-EL | UMA654L00183 | UEM,Underground Structure, Manhole | J10 - Electric Utilities | J1030 - Distribution | J1030110 - UG Structures | 1 | EA | 1/1/1980 00:00:00 |  | Mayport-Electric | PWD MAYPORT
MAYPOR-EL | UMA654L00184 | UEM,Underground Structure, Manhole | J10 - Electric Utilities | J1030 - Distribution | J1030110 - UG Structures | 1 | EA | 1/1/1980 00:00:00 |  | Mayport-Electric | PWD MAYPORT
MAYPOR-EL | UMA654L00185 | UEM,Underground Structure, Manhole | J10 - Electric Utilities | J1030 - Distribution | J1030110 - UG Structures | 1 | EA | 1/1/1980 00:00:00 |  | Mayport-Electric | PWD MAYPORT
MAYPOR-EL | UMA654L00186 | UEM,Underground Structure, Manhole | J10 - Electric Utilities | J1030 - Distribution | J1030110 - UG Structures | 1 | EA | 1/1/1980 00:00:00 |  | Mayport-Electric | PWD MAYPORT
MAYPOR-EL | UMA654L00187 | UEM,Underground Structure, Manhole | J10 - Electric Utilities | J1030 - Distribution | J1030110 - UG Structures | 1 | EA | 1/1/1980 00:00:00 |  | Mayport-Electric | PWD MAYPORT
MAYPOR-EL | UMA654L00188 | UEM,Underground Structure, Manhole | J10 - Electric Utilities | J1030 - Distribution | J1030110 - UG Structures | 1 | EA | 1/1/1980 00:00:00 |  | Mayport-Electric | PWD MAYPORT
MAYPOR-EL | UMA654L00189 | UEM,Underground Structure, Manhole | J10 - Electric Utilities | J1030 - Distribution | J1030110 - UG Structures | 1 | EA | 1/1/1980 00:00:00 |  | Mayport-Electric | PWD MAYPORT
MAYPOR-EL | UMA654L00190 | UEM,Underground Structure, Manhole | J10 - Electric Utilities | J1030 - Distribution | J1030110 - UG Structures | 1 | EA | 1/1/1980 00:00:00 |  | Mayport-Electric | PWD MAYPORT
MAYPOR-EL | UMA654L00191 | UEM,Underground Structure, Manhole | J10 - Electric Utilities | J1030 - Distribution | J1030110 - UG Structures | 1 | EA | 1/1/1980 00:00:00 |  | Mayport-Electric | PWD MAYPORT
MAYPOR-EL | UMA654L00192 | UEM,Underground Structure, Manhole | J10 - Electric Utilities | J1030 - Distribution | J1030110 - UG Structures | 1 | EA | 1/1/1980 00:00:00 |  | Mayport-Electric | PWD MAYPORT
MAYPOR-EL | UMA654L00193 | UEM,Underground Structure, Manhole | J10 - Electric Utilities | J1030 - Distribution | J1030110 - UG Structures | 1 | EA | 1/1/1980 00:00:00 |  | Mayport-Electric | PWD MAYPORT
MAYPOR-EL | UMA654L00194 | UEM,Underground Structure, Manhole | J10 - Electric Utilities | J1030 - Distribution | J1030110 - UG Structures | 1 | EA | 1/1/1980 00:00:00 |  | Mayport-Electric | PWD MAYPORT
MAYPOR-EL | UMA654L00195 | UEM,Underground Structure, Manhole | J10 - Electric Utilities | J1030 - Distribution | J1030110 - UG Structures | 1 | EA | 1/1/1980 00:00:00 |  | Mayport-Electric | PWD MAYPORT
MAYPOR-EL | UMA654L00196 | UEM,Underground Structure, Manhole | J10 - Electric Utilities | J1030 - Distribution | J1030110 - UG Structures | 1 | EA | 1/1/1980 00:00:00 |  | Mayport-Electric | PWD MAYPORT
MAYPOR-EL | UMA654L00197 | UEM,Underground Structure, Manhole | J10 - Electric Utilities | J1030 - Distribution | J1030110 - UG Structures | 1 | EA | 1/1/1980 00:00:00 |  | Mayport-Electric | PWD MAYPORT
MAYPOR-EL | UMA654L00198 | UEM,Underground Structure, Manhole | J10 - Electric Utilities | J1030 - Distribution | J1030110 - UG Structures | 1 | EA | 1/1/1980 00:00:00 |  | Mayport-Electric | PWD MAYPORT
MAYPOR-EL | UMA654L00199 | UEM,Underground Structure, Manhole | J10 - Electric Utilities | J1030 - Distribution | J1030110 - UG Structures | 1 | EA | 1/1/1980 00:00:00 |  | Mayport-Electric | PWD MAYPORT
MAYPOR-EL | UMA654L00200 | UEM,Underground Structure, Manhole | J10 - Electric Utilities | J1030 - Distribution | J1030110 - UG Structures | 1 | EA | 1/1/1980 00:00:00 |  | Mayport-Electric | PWD MAYPORT
MAYPOR-EL | UMA654L00201 | UEM,Underground Structure, Manhole | J10 - Electric Utilities | J1030 - Distribution | J1030110 - UG Structures | 1 | EA | 1/1/1980 00:00:00 |  | Mayport-Electric | PWD MAYPORT
MAYPOR-EL | UMA654L00202 | UEM,Underground Structure, Manhole | J10 - Electric Utilities | J1030 - Distribution | J1030110 - UG Structures | 1 | EA | 1/1/1980 00:00:00 |  | Mayport-Electric | PWD MAYPORT
MAYPOR-EL | UMA654L00203 | UEM,Underground Structure, Manhole | J10 - Electric Utilities | J1030 - Distribution | J1030110 - UG Structures | 1 | EA | 1/1/1980 00:00:00 |  | Mayport-Electric | PWD MAYPORT
MAYPOR-EL | UMA654L00204 | UEM,Underground Structure, Manhole | J10 - Electric Utilities | J1030 - Distribution | J1030110 - UG Structures | 1 | EA | 1/1/1980 00:00:00 |  | Mayport-Electric | PWD MAYPORT
MAYPOR-EL | UMA654L00205 | UEM,Underground Structure, Manhole | J10 - Electric Utilities | J1030 - Distribution | J1030110 - UG Structures | 1 | EA | 1/1/1980 00:00:00 |  | Mayport-Electric | PWD MAYPORT
MAYPOR-EL | UMA654L00206 | UEM,Underground Structure, Manhole | J10 - Electric Utilities | J1030 - Distribution | J1030110 - UG Structures | 1 | EA | 1/1/1980 00:00:00 |  | Mayport-Electric | PWD MAYPORT
MAYPOR-EL | UMA654L00207 | UEM,Underground Structure, EMH-445, Manhole | J10 - Electric Utilities | J1030 - Distribution | J1030110 - UG Structures | 1 | EA | 1/1/1980 00:00:00 |  | Mayport-Electric | PWD MAYPORT
MAYPOR-EL | UMA654L00208 | UEM,Underground Structure, Manhole | J10 - Electric Utilities | J1030 - Distribution | J1030110 - UG Structures | 1 | EA | 1/1/1980 00:00:00 |  | Mayport-Electric | PWD MAYPORT
MAYPOR-EL | UMA654L00209 | UEM,Underground Structure, Manhole | J10 - Electric Utilities | J1030 - Distribution | J1030110 - UG Structures | 1 | EA | 1/1/1980 00:00:00 |  | Mayport-Electric | PWD MAYPORT
MAYPOR-EL | UMA654L00210 | UEM,Underground Structure, Manhole | J10 - Electric Utilities | J1030 - Distribution | J1030110 - UG Structures | 1 | EA | 1/1/1980 00:00:00 |  | Mayport-Electric | PWD MAYPORT
MAYPOR-EL | UMA654L00211 | UEM,Underground Structure, Manhole | J10 - Electric Utilities | J1030 - Distribution | J1030110 - UG Structures | 1 | EA | 1/1/1980 00:00:00 |  | Mayport-Electric | PWD MAYPORT
MAYPOR-EL | UMA654L00212 | UEM,Underground Structure, Manhole | J10 - Electric Utilities | J1030 - Distribution | J1030110 - UG Structures | 1 | EA | 1/1/1980 00:00:00 |  | Mayport-Electric | PWD MAYPORT
MAYPOR-EL | UMA654L00213 | UEM,Underground Structure, Manhole | J10 - Electric Utilities | J1030 - Distribution | J1030110 - UG Structures | 1 | EA | 1/1/1980 00:00:00 |  | Mayport-Electric | PWD MAYPORT
MAYPOR-EL | UMA654L00214 | UEM,Underground Structure, Manhole | J10 - Electric Utilities | J1030 - Distribution | J1030110 - UG Structures | 1 | EA | 1/1/1980 00:00:00 |  | Mayport-Electric | PWD MAYPORT
MAYPOR-EL | UMA654L00215 | UEM,Underground Structure, Manhole | J10 - Electric Utilities | J1030 - Distribution | J1030110 - UG Structures | 1 | EA | 1/1/1980 00:00:00 |  | Mayport-Electric | PWD MAYPORT
MAYPOR-EL | UMA654L00216 | UEM,Underground Structure, Manhole | J10 - Electric Utilities | J1030 - Distribution | J1030110 - UG Structures | 1 | EA | 1/1/1980 00:00:00 |  | Mayport-Electric | PWD MAYPORT
MAYPOR-EL | UMA654L00217 | UEM,Underground Structure, Manhole | J10 - Electric Utilities | J1030 - Distribution | J1030110 - UG Structures | 1 | EA | 1/1/1980 00:00:00 |  | Mayport-Electric | PWD MAYPORT
MAYPOR-EL | UMA654L00218 | UEM,Underground Structure, Manhole | J10 - Electric Utilities | J1030 - Distribution | J1030110 - UG Structures | 1 | EA | 1/1/1980 00:00:00 |  | Mayport-Electric | PWD MAYPORT
MAYPOR-EL | UMA654L00219 | UEM,Underground Structure, Manhole | J10 - Electric Utilities | J1030 - Distribution | J1030110 - UG Structures | 1 | EA | 1/1/1980 00:00:00 |  | Mayport-Electric | PWD MAYPORT
MAYPOR-EL | UMA654L00220 | UEM,Underground Structure, Manhole | J10 - Electric Utilities | J1030 - Distribution | J1030110 - UG Structures | 1 | EA | 1/1/1980 00:00:00 |  | Mayport-Electric | PWD MAYPORT
MAYPOR-EL | UMA654L00221 | UEM,Underground Structure, Manhole | J10 - Electric Utilities | J1030 - Distribution | J1030110 - UG Structures | 1 | EA | 1/1/1980 00:00:00 |  | Mayport-Electric | PWD MAYPORT
MAYPOR-EL | UMA654L00222 | UEM,Underground Structure, Manhole | J10 - Electric Utilities | J1030 - Distribution | J1030110 - UG Structures | 1 | EA | 1/1/1980 00:00:00 |  | Mayport-Electric | PWD MAYPORT
MAYPOR-EL | UMA654L00223 | UEM,Underground Structure, Manhole | J10 - Electric Utilities | J1030 - Distribution | J1030110 - UG Structures | 1 | EA | 1/1/1980 00:00:00 |  | Mayport-Electric | PWD MAYPORT
MAYPOR-EL | UMA654L00224 | UEM,Underground Structure, Manhole | J10 - Electric Utilities | J1030 - Distribution | J1030110 - UG Structures | 1 | EA | 1/1/1980 00:00:00 |  | Mayport-Electric | PWD MAYPORT
MAYPOR-EL | UMA654L00225 | UEM,Underground Structure, Manhole | J10 - Electric Utilities | J1030 - Distribution | J1030110 - UG Structures | 1 | EA | 1/1/1980 00:00:00 |  | Mayport-Electric | PWD MAYPORT
MAYPOR-EL | UMA654L00226 | UEM,Underground Structure, Manhole | J10 - Electric Utilities | J1030 - Distribution | J1030110 - UG Structures | 1 | EA | 1/1/1980 00:00:00 |  | Mayport-Electric | PWD MAYPORT
MAYPOR-EL | UMA654L00227 | UEM,Underground Structure, Manhole | J10 - Electric Utilities | J1030 - Distribution | J1030110 - UG Structures | 1 | EA | 1/1/1980 00:00:00 |  | Mayport-Electric | PWD MAYPORT
MAYPOR-EL | UMA654L00228 | UEM,Underground Structure, Manhole | J10 - Electric Utilities | J1030 - Distribution | J1030110 - UG Structures | 1 | EA | 1/1/1980 00:00:00 |  | Mayport-Electric | PWD MAYPORT
MAYPOR-EL | UMA654L00229 | UEM,Underground Structure, Manhole | J10 - Electric Utilities | J1030 - Distribution | J1030110 - UG Structures | 1 | EA | 1/1/1980 00:00:00 |  | Mayport-Electric | PWD MAYPORT
MAYPOR-EL | UMA654L00230 | UEM,Underground Structure, Manhole | J10 - Electric Utilities | J1030 - Distribution | J1030110 - UG Structures | 1 | EA | 1/1/1980 00:00:00 |  | Mayport-Electric | PWD MAYPORT
MAYPOR-EL | UMA654L00231 | UEM,Underground Structure, Manhole | J10 - Electric Utilities | J1030 - Distribution | J1030110 - UG Structures | 1 | EA | 1/1/1980 00:00:00 |  | Mayport-Electric | PWD MAYPORT
MAYPOR-EL | UMA654L00232 | UEM,Underground Structure, Manhole | J10 - Electric Utilities | J1030 - Distribution | J1030110 - UG Structures | 1 | EA | 1/1/1980 00:00:00 |  | Mayport-Electric | PWD MAYPORT
MAYPOR-EL | UMA654L00233 | UEM,Underground Structure, Manhole | J10 - Electric Utilities | J1030 - Distribution | J1030110 - UG Structures | 1 | EA | 1/1/1980 00:00:00 |  | Mayport-Electric | PWD MAYPORT
MAYPOR-EL | UMA654L00234 | UEM,Underground Structure, Manhole | J10 - Electric Utilities | J1030 - Distribution | J1030110 - UG Structures | 1 | EA | 1/1/1980 00:00:00 |  | Mayport-Electric | PWD MAYPORT
MAYPOR-EL | UMA654L00235 | UEM,Underground Structure, Manhole | J10 - Electric Utilities | J1030 - Distribution | J1030110 - UG Structures | 1 | EA | 1/1/1980 00:00:00 |  | Mayport-Electric | PWD MAYPORT
MAYPOR-EL | UMA654L00236 | UEM,Underground Structure, Handhole | J10 - Electric Utilities | J1030 - Distribution | J1030110 - UG Structures | 1 | EA | 1/1/1980 00:00:00 |  | Mayport-Electric | PWD MAYPORT
MAYPOR-EL | UMA654L00237 | UEM,Underground Structure, Manhole | J10 - Electric Utilities | J1030 - Distribution | J1030110 - UG Structures | 1 | EA | 1/1/1980 00:00:00 |  | Mayport-Electric | PWD MAYPORT
MAYPOR-EL | UMA654L00238 | UEM,Underground Structure, Manhole | J10 - Electric Utilities | J1030 - Distribution | J1030110 - UG Structures | 1 | EA | 1/1/1980 00:00:00 |  | Mayport-Electric | PWD MAYPORT
MAYPOR-EL | UMA654L00239 | UEM,Underground Structure, Manhole | J10 - Electric Utilities | J1030 - Distribution | J1030110 - UG Structures | 1 | EA | 1/1/1980 00:00:00 |  | Mayport-Electric | PWD MAYPORT
MAYPOR-EL | UMA654L00240 | UEM,Underground Structure, Manhole | J10 - Electric Utilities | J1030 - Distribution | J1030110 - UG Structures | 1 | EA | 1/1/1980 00:00:00 |  | Mayport-Electric | PWD MAYPORT
MAYPOR-EL | UMA654L00241 | UEM,Underground Structure, Manhole | J10 - Electric Utilities | J1030 - Distribution | J1030110 - UG Structures | 1 | EA | 1/1/1980 00:00:00 |  | Mayport-Electric | PWD MAYPORT
MAYPOR-EL | UMA654L00242 | UEM,Underground Structure, Manhole | J10 - Electric Utilities | J1030 - Distribution | J1030110 - UG Structures | 1 | EA | 1/1/1980 00:00:00 |  | Mayport-Electric | PWD MAYPORT
MAYPOR-EL | UMA654L00243 | UEM,Underground Structure, Manhole | J10 - Electric Utilities | J1030 - Distribution | J1030110 - UG Structures | 1 | EA | 1/1/1980 00:00:00 |  | Mayport-Electric | PWD MAYPORT
MAYPOR-EL | UMA654L00244 | UEM,Underground Structure, Manhole | J10 - Electric Utilities | J1030 - Distribution | J1030110 - UG Structures | 1 | EA | 1/1/1980 00:00:00 |  | Mayport-Electric | PWD MAYPORT
MAYPOR-EL | UMA654L00245 | UEM,Underground Structure, Manhole | J10 - Electric Utilities | J1030 - Distribution | J1030110 - UG Structures | 1 | EA | 1/1/1980 00:00:00 |  | Mayport-Electric | PWD MAYPORT
MAYPOR-EL | UMA654L00246 | UEM,Underground Structure, Manhole | J10 - Electric Utilities | J1030 - Distribution | J1030110 - UG Structures | 1 | EA | 1/1/1980 00:00:00 |  | Mayport-Electric | PWD MAYPORT
MAYPOR-EL | UMA654L00247 | UEM,Underground Structure, Manhole | J10 - Electric Utilities | J1030 - Distribution | J1030110 - UG Structures | 1 | EA | 1/1/1980 00:00:00 |  | Mayport-Electric | PWD MAYPORT
MAYPOR-EL | UMA654L00248 | UEM,Underground Structure, Manhole | J10 - Electric Utilities | J1030 - Distribution | J1030110 - UG Structures | 1 | EA | 1/1/1980 00:00:00 |  | Mayport-Electric | PWD MAYPORT
MAYPOR-EL | UMA654L00249 | UEM,Underground Structure, Manhole | J10 - Electric Utilities | J1030 - Distribution | J1030110 - UG Structures | 1 | EA | 1/1/1980 00:00:00 |  | Mayport-Electric | PWD MAYPORT
MAYPOR-EL | UMA654L00405 | UEM,Support Structure, UPL-148, Pole, Concrete | J10 - Electric Utilities | J1030 - Distribution | J1030120 - Support Structures | 1 | EA | 1/1/1980 00:00:00 |  | Mayport-Electric | PWD MAYPORT
MAYPOR-EL | UMA654L00251 | UEM,Support Structure, Pole, Wood | J10 - Electric Utilities | J1030 - Distribution | J1030120 - Support Structures | 1 | EA | 1/1/1980 00:00:00 |  | Mayport-Electric | PWD MAYPORT
MAYPOR-EL | UMA654L00252 | UEM,Support Structure, Pole, Wood | J10 - Electric Utilities | J1030 - Distribution | J1030120 - Support Structures | 1 | EA | 1/1/1980 00:00:00 |  | Mayport-Electric | PWD MAYPORT
MAYPOR-EL | UMA654L00253 | UEM,Support Structure, Pole, Wood | J10 - Electric Utilities | J1030 - Distribution | J1030120 - Support Structures | 1 | EA | 1/1/1980 00:00:00 |  | Mayport-Electric | PWD MAYPORT
MAYPOR-EL | UMA654L00402 | UEM,Support Structure, UPL-149, Pole, Wood | J10 - Electric Utilities | J1030 - Distribution | J1030120 - Support Structures | 1 | EA | 1/1/1980 00:00:00 |  | Mayport-Electric | PWD MAYPORT
MAYPOR-EL | UMA654L00258 | UEM,Support Structure, UPL-150, Pole, Unknown | J10 - Electric Utilities | J1030 - Distribution | J1030120 - Support Structures | 1 | EA | 1/1/1980 00:00:00 |  | Mayport-Electric | PWD MAYPORT
MAYPOR-EL | UMA654L00403 | UEM,Support Structure, UPL-151, Pole, Concrete | J10 - Electric Utilities | J1030 - Distribution | J1030120 - Support Structures | 1 | EA | 1/1/1980 00:00:00 |  | Mayport-Electric | PWD MAYPORT
MAYPOR-EL | UMA654L00528 | UEM,Support Structure, UPL-152, Pole, Unknown | J10 - Electric Utilities | J1030 - Distribution | J1030120 - Support Structures | 1 | EA | 1/1/1980 00:00:00 |  | Mayport-Electric | PWD MAYPORT
MAYPOR-EL | UMA654L00404 | UEM,Support Structure, UPL-153, Pole, Concrete | J10 - Electric Utilities | J1030 - Distribution | J1030120 - Support Structures | 1 | EA | 1/1/1980 00:00:00 |  | Mayport-Electric | PWD MAYPORT
MAYPOR-EL | UMA654L00396 | UEM,Support Structure, UPL-154, Pole, Wood | J10 - Electric Utilities | J1030 - Distribution | J1030120 - Support Structures | 1 | EA | 1/1/1980 00:00:00 |  | Mayport-Electric | PWD MAYPORT
MAYPOR-EL | UMA654L00400 | UEM,Support Structure, UPL-155, Pole, Wood | J10 - Electric Utilities | J1030 - Distribution | J1030120 - Support Structures | 1 | EA | 1/1/1980 00:00:00 |  | Mayport-Electric | PWD MAYPORT
MAYPOR-EL | UMA654L00401 | UEM,Support Structure, UPL-156, Pole, Wood | J10 - Electric Utilities | J1030 - Distribution | J1030120 - Support Structures | 1 | EA | 1/1/1980 00:00:00 |  | Mayport-Electric | PWD MAYPORT
MAYPOR-EL | UMA654L00392 | UEM,Support Structure, UPL-157, Pole, Wood | J10 - Electric Utilities | J1030 - Distribution | J1030120 - Support Structures | 1 | EA | 1/1/1980 00:00:00 |  | Mayport-Electric | PWD MAYPORT
MAYPOR-EL | UMA654L00394 | UEM,Support Structure, UPL-158, Pole, Wood | J10 - Electric Utilities | J1030 - Distribution | J1030120 - Support Structures | 1 | EA | 1/1/1980 00:00:00 |  | Mayport-Electric | PWD MAYPORT
MAYPOR-EL | UMA654L00393 | UEM,Support Structure, UPL-159, Pole, Wood | J10 - Electric Utilities | J1030 - Distribution | J1030120 - Support Structures | 1 | EA | 1/1/1980 00:00:00 |  | Mayport-Electric | PWD MAYPORT
MAYPOR-EL | UMA654L00395 | UEM,Support Structure, UPL-160, Pole, Wood | J10 - Electric Utilities | J1030 - Distribution | J1030120 - Support Structures | 1 | EA | 1/1/1980 00:00:00 |  | Mayport-Electric | PWD MAYPORT
MAYPOR-EL-CKT-1 | UMA654L00280 | UEM,Support Structure, UPL-200, Pole, Unknown | J10 - Electric Utilities | J1030 - Distribution | J1030120 - Support Structures | 1 | EA | 1/1/1980 00:00:00 | MAINE ST. JUST NORTH OF MAIN SUB STATION | Mayport-Electric-Circuit 1 | PWD MAYPORT
MAYPOR-EL-CKT-1 | UMA654L00506 | UEM,Support Structure, UPL-201, Pole, Concrete | J10 - Electric Utilities | J1030 - Distribution | J1030120 - Support Structures | 1 | EA | 1/1/1980 00:00:00 | WEST SIDE OG MAINE ST. JUST NORTH OF MAIN SUB STATION | Mayport-Electric-Circuit 1 | PWD MAYPORT
MAYPOR-EL-CKT-1 | UMA654L00387 | UEM,Support Structure, UPL-203, Pole, Wood | J10 - Electric Utilities | J1030 - Distribution | J1030120 - Support Structures | 1 | EA | 1/1/1980 00:00:00 | NORTHEAST CORNER OF MAINE ST. AND MOALE AVE. | Mayport-Electric-Circuit 1 | PWD MAYPORT
MAYPOR-EL-CKT-1 | UMA654L00475 | UEM,Support Structure, UPL-204, Pole, Concrete | J10 - Electric Utilities | J1030 - Distribution | J1030120 - Support Structures | 1 | EA | 1/1/1980 00:00:00 | MAINE ST. BY SIDEWALK WEST OF STARK MEMORIAL PARK | Mayport-Electric-Circuit 1 | PWD MAYPORT
MAYPOR-EL-CKT-1 | UMA654L00474 | UEM,Support Structure, UPL-205, Pole, Concrete | J10 - Electric Utilities | J1030 - Distribution | J1030120 - Support Structures | 1 | EA | 1/1/1980 00:00:00 | EASTSIDE MAINE ST. NORTH OF MOALE AVE. | Mayport-Electric-Circuit 1 | PWD MAYPORT
MAYPOR-EL | UMA654L00257 | UEM,Support Structure, UPL-206, Pole, Concrete | J10 - Electric Utilities | J1030 - Distribution | J1030120 - Support Structures | 1 | EA | 1/1/1980 00:00:00 |  | Mayport-Electric | PWD MAYPORT
MAYPOR-EL | UMA654L00267 | UEM,Support Structure, UPL-209, Pole, Concrete | J10 - Electric Utilities | J1030 - Distribution | J1030120 - Support Structures | 1 | EA | 1/1/1980 00:00:00 |  | Mayport-Electric | PWD MAYPORT
MAYPOR-EL | UMA654L00272 | UEM,Support Structure, UPL-210, Pole, Concrete | J10 - Electric Utilities | J1030 - Distribution | J1030120 - Support Structures | 1 | EA | 1/1/1980 00:00:00 |  | Mayport-Electric | PWD MAYPORT
MAYPOR-EL | UMA654L00274 | UEM,Support Structure, UPL-212, Pole, Concrete | J10 - Electric Utilities | J1030 - Distribution | J1030120 - Support Structures | 1 | EA | 1/1/1980 00:00:00 |  | Mayport-Electric | PWD MAYPORT
MAYPOR-EL | UMA654L00279 | UEM,Support Structure, UPL-213, Pole, Concrete | J10 - Electric Utilities | J1030 - Distribution | J1030120 - Support Structures | 1 | EA | 1/1/1980 00:00:00 |  | Mayport-Electric | PWD MAYPORT
MAYPOR-EL-CKT-1 | UMA654L00494 | UEM,Support Structure, UPL-253-A, Pole, Concrete | J10 - Electric Utilities | J1030 - Distribution | J1030120 - Support Structures | 1 | EA | 1/1/1980 00:00:00 | BEHIND BLDG 253 | Mayport-Electric-Circuit 1 | PWD MAYPORT
MAYPOR-EL-CKT-1 | UMA654L00499 | UEM,Support Structure, UPL-253-B, Pole, Concrete | J10 - Electric Utilities | J1030 - Distribution | J1030120 - Support Structures | 1 | EA | 1/1/1980 00:00:00 | BEHING BLDG 253 | Mayport-Electric-Circuit 1 | PWD MAYPORT
MAYPOR-EL | UMA654L00417 | UEM,Support Structure, UPL-289-A, Pole, Wood | J10 - Electric Utilities | J1030 - Distribution | J1030120 - Support Structures | 1 | EA | 1/1/1980 00:00:00 |  | Mayport-Electric | PWD MAYPORT
MAYPOR-EL | UMA654L00416 | UEM,Support Structure, UPL-289-B, Pole, Wood | J10 - Electric Utilities | J1030 - Distribution | J1030120 - Support Structures | 1 | EA | 1/1/1980 00:00:00 |  | Mayport-Electric | PWD MAYPORT
MAYPOR-EL-CKT-1 | UMA654L00399 | UEM,Support Structure, UPL-300, Pole, Wood | J10 - Electric Utilities | J1030 - Distribution | J1030120 - Support Structures | 1 | EA | 1/1/1980 00:00:00 | MAINE ST NEAR 2039 | Mayport-Electric-Circuit 1 | PWD MAYPORT
MAYPOR-EL-CKT-1 | UMA654L00289 | UEM,Support Structure, UPL-301, Pole, Unknown | J10 - Electric Utilities | J1030 - Distribution | J1030120 - Support Structures | 1 | EA | 1/1/1980 00:00:00 | MAINE ST NEAR BLDG 2039B | Mayport-Electric-Circuit 1 | PWD MAYPORT
MAYPOR-EL-CKT-1 | UMA654L00418 | UEM,Support Structure, UPL-302, Pole, Wood | J10 - Electric Utilities | J1030 - Distribution | J1030120 - Support Structures | 1 | EA | 1/1/1980 00:00:00 | MAINE ST AND MOALE AVE NEAR GEN. | Mayport-Electric-Circuit 1 | PWD MAYPORT
MAYPOR-EL | UMA654L00477 | UEM,Support Structure, UPL-302-A, Pole, Concrete | J10 - Electric Utilities | J1030 - Distribution | J1030120 - Support Structures | 1 | EA | 1/1/1980 00:00:00 | MAINE ST AND MOALE NEAR FENCED IN AREA | Mayport-Electric | PWD MAYPORT
MAYPOR-EL-CKT-1 | UMA654L00290 | UEM,Support Structure, UPL-303, Pole, Unknown | J10 - Electric Utilities | J1030 - Distribution | J1030120 - Support Structures | 1 | EA | 1/1/1980 00:00:00 | WEST SIDE OF MAINE ST. AND MOALE AVE. | Mayport-Electric-Circuit 1 | PWD MAYPORT
MAYPOR-EL-CKT-1 | UMA654L00291 | UEM,Support Structure, UPL-304, Pole, Unknown | J10 - Electric Utilities | J1030 - Distribution | J1030120 - Support Structures | 1 | EA | 1/1/1980 00:00:00 | MAINE ST. WEST SIDE NORTH OF MOALE AVE NEAR GOLF COURSE | Mayport-Electric-Circuit 1 | PWD MAYPORT
MAYPOR-EL-CKT-1 | UMA654L00292 | UEM,Support Structure, UPL-305, Pole, Unknown | J10 - Electric Utilities | J1030 - Distribution | J1030120 - Support Structures | 1 | EA | 1/1/1980 00:00:00 | MAINE ST. SOUTH OF DRIVE FOR BLDG 1260 | Mayport-Electric-Circuit 1 | PWD MAYPORT
MAYPOR-EL-CKT-1 | UMA654L00388 | UEM,Support Structure, UPL-306, Pole, Wood | J10 - Electric Utilities | J1030 - Distribution | J1030120 - Support Structures | 1 | EA | 1/1/1980 00:00:00 | MAINE ST. NEAR BLDG 1260 | Mayport-Electric-Circuit 1 | PWD MAYPORT
MAYPOR-EL | UMA654L00271 | UEM,Support Structure, UPL-307, Pole, Concrete | J10 - Electric Utilities | J1030 - Distribution | J1030120 - Support Structures | 1 | EA | 1/1/1980 00:00:00 |  | Mayport-Electric | PWD MAYPORT
MAYPOR-EL | UMA654L00264 | UEM,Support Structure, UPL-309, Pole, Concrete | J10 - Electric Utilities | J1030 - Distribution | J1030120 - Support Structures | 1 | EA | 1/1/1980 00:00:00 |  | Mayport-Electric | PWD MAYPORT
MAYPOR-EL | UMA654L00266 | UEM,Support Structure, UPL-309-A, Pole, Concrete | J10 - Electric Utilities | J1030 - Distribution | J1030120 - Support Structures | 1 | EA | 1/1/1980 00:00:00 |  | Mayport-Electric | PWD MAYPORT
MAYPOR-EL | UMA654L00263 | UEM,Support Structure, UPL-310, Pole, Concrete | J10 - Electric Utilities | J1030 - Distribution | J1030120 - Support Structures | 1 | EA | 1/1/1980 00:00:00 |  | Mayport-Electric | PWD MAYPORT
MAYPOR-EL | UMA654L00262 | UEM,Support Structure, UPL-311, Pole, Concrete | J10 - Electric Utilities | J1030 - Distribution | J1030120 - Support Structures | 1 | EA | 1/1/1980 00:00:00 |  | Mayport-Electric | PWD MAYPORT
MAYPOR-EL | UMA654L00261 | UEM,Support Structure, UPL-312, Pole, Concrete | J10 - Electric Utilities | J1030 - Distribution | J1030120 - Support Structures | 1 | EA | 1/1/1980 00:00:00 |  | Mayport-Electric | PWD MAYPORT
MAYPOR-EL | UMA654L00260 | UEM,Support Structure, UPL-313, Pole, Concrete | J10 - Electric Utilities | J1030 - Distribution | J1030120 - Support Structures | 1 | EA | 1/1/1980 00:00:00 |  | Mayport-Electric | PWD MAYPORT
MAYPOR-EL | UMA654L00270 | UEM,Support Structure, UPL-314, Pole, Concrete | J10 - Electric Utilities | J1030 - Distribution | J1030120 - Support Structures | 1 | EA | 1/1/1980 00:00:00 |  | Mayport-Electric | PWD MAYPORT
MAYPOR-EL | UMA654L00269 | UEM,Support Structure, UPL-315, Pole, Concrete | J10 - Electric Utilities | J1030 - Distribution | J1030120 - Support Structures | 1 | EA | 1/1/1980 00:00:00 |  | Mayport-Electric | PWD MAYPORT
MAYPOR-EL | UMA654L00259 | UEM,Support Structure, UPL-316, Pole, Concrete | J10 - Electric Utilities | J1030 - Distribution | J1030120 - Support Structures | 1 | EA | 1/1/1980 00:00:00 |  | Mayport-Electric | PWD MAYPORT
MAYPOR-EL | UMA654L00255 | UEM,Support Structure, UPL-317, Pole, Wood | J10 - Electric Utilities | J1030 - Distribution | J1030120 - Support Structures | 1 | EA | 1/1/1980 00:00:00 |  | Mayport-Electric | PWD MAYPORT
MAYPOR-EL | UMA654L00512 | UEM,Support Structure, UPL-400, Pole, Concrete | J10 - Electric Utilities | J1030 - Distribution | J1030120 - Support Structures | 1 | EA | 1/1/1980 00:00:00 |  | Mayport-Electric | PWD MAYPORT
MAYPOR-EL | UMA654L00398 | UEM,Support Structure, UPL-401, Pole, Wood | J10 - Electric Utilities | J1030 - Distribution | J1030120 - Support Structures | 1 | EA | 1/1/1980 00:00:00 |  | Mayport-Electric | PWD MAYPORT
MAYPOR-EL | UMA654L00391 | UEM,Support Structure, UPL-401-A, Pole, Wood | J10 - Electric Utilities | J1030 - Distribution | J1030120 - Support Structures | 1 | EA | 1/1/1980 00:00:00 |  | Mayport-Electric | PWD MAYPORT
MAYPOR-EL | UMA654L00293 | UEM,Support Structure, UPL-401-B, Pole, Concrete | J10 - Electric Utilities | J1030 - Distribution | J1030120 - Support Structures | 1 | EA | 1/1/1980 00:00:00 |  | Mayport-Electric | PWD MAYPORT
MAYPOR-EL | UMA654L00390 | UEM,Support Structure, UPL-402, Pole, Wood | J10 - Electric Utilities | J1030 - Distribution | J1030120 - Support Structures | 1 | EA | 1/1/1980 00:00:00 |  | Mayport-Electric | PWD MAYPORT
MAYPOR-EL | UMA654L00389 | UEM,Support Structure, UPL-403, Pole, Wood | J10 - Electric Utilities | J1030 - Distribution | J1030120 - Support Structures | 1 | EA | 1/1/1980 00:00:00 |  | Mayport-Electric | PWD MAYPORT
MAYPOR-EL | UMA654L00535 | UEM,Support Structure, UPL-404, Pole, Unknown | J10 - Electric Utilities | J1030 - Distribution | J1030120 - Support Structures | 1 | EA | 1/1/1980 00:00:00 |  | Mayport-Electric | PWD MAYPORT
MAYPOR-EL | UMA654L00536 | UEM,Support Structure, UPL-405, Pole, Unknown | J10 - Electric Utilities | J1030 - Distribution | J1030120 - Support Structures | 1 | EA | 1/1/1980 00:00:00 |  | Mayport-Electric | PWD MAYPORT
MAYPOR-EL | UMA654L00537 | UEM,Support Structure, UPL-406, Pole, Wood | J10 - Electric Utilities | J1030 - Distribution | J1030120 - Support Structures | 1 | EA | 1/1/1980 00:00:00 |  | Mayport-Electric | PWD MAYPORT
MAYPOR-EL | UMA654L00538 | UEM,Support Structure, UPL-407, Pole, Unknown | J10 - Electric Utilities | J1030 - Distribution | J1030120 - Support Structures | 1 | EA | 1/1/1980 00:00:00 |  | Mayport-Electric | PWD MAYPORT
MAYPOR-EL | UMA654L00539 | UEM,Support Structure, UPL-408, Pole, Unknown | J10 - Electric Utilities | J1030 - Distribution | J1030120 - Support Structures | 1 | EA | 1/1/1980 00:00:00 |  | Mayport-Electric | PWD MAYPORT
MAYPOR-EL | UMA654L00540 | UEM,Support Structure, UPL-409, Pole, Unknown | J10 - Electric Utilities | J1030 - Distribution | J1030120 - Support Structures | 1 | EA | 1/1/1980 00:00:00 |  | Mayport-Electric | PWD MAYPORT
MAYPOR-EL | UMA654L00541 | UEM,Support Structure, UPL-410, Pole, Wood | J10 - Electric Utilities | J1030 - Distribution | J1030120 - Support Structures | 1 | EA | 1/1/1980 00:00:00 |  | Mayport-Electric | PWD MAYPORT
MAYPOR-EL | UMA654L00542 | UEM,Support Structure, UPL-411, Pole, Unknown | J10 - Electric Utilities | J1030 - Distribution | J1030120 - Support Structures | 1 | EA | 1/1/1980 00:00:00 |  | Mayport-Electric | PWD MAYPORT
MAYPOR-EL | UMA654L00543 | UEM,Support Structure, UPL-412, Pole, Unknown | J10 - Electric Utilities | J1030 - Distribution | J1030120 - Support Structures | 1 | EA | 1/1/1980 00:00:00 |  | Mayport-Electric | PWD MAYPORT
MAYPOR-EL | UMA654L00544 | UEM,Support Structure, UPL-413, Pole, Unknown | J10 - Electric Utilities | J1030 - Distribution | J1030120 - Support Structures | 1 | EA | 1/1/1980 00:00:00 |  | Mayport-Electric | PWD MAYPORT
MAYPOR-EL | UMA654L00545 | UEM,Support Structure, UPL-414, Pole, Unknown | J10 - Electric Utilities | J1030 - Distribution | J1030120 - Support Structures | 1 | EA | 1/1/1980 00:00:00 |  | Mayport-Electric | PWD MAYPORT
MAYPOR-EL | UMA654L00546 | UEM,Support Structure, UPL-415, Pole, Unknown | J10 - Electric Utilities | J1030 - Distribution | J1030120 - Support Structures | 1 | EA | 1/1/1980 00:00:00 |  | Mayport-Electric | PWD MAYPORT
MAYPOR-EL | UMA654L00547 | UEM,Support Structure, UPL-416, Pole, Unknown | J10 - Electric Utilities | J1030 - Distribution | J1030120 - Support Structures | 1 | EA | 1/1/1980 00:00:00 |  | Mayport-Electric | PWD MAYPORT
MAYPOR-EL | UMA654L00548 | UEM,Support Structure, UPL-417, Pole, Unknown | J10 - Electric Utilities | J1030 - Distribution | J1030120 - Support Structures | 1 | EA | 1/1/1980 00:00:00 |  | Mayport-Electric | PWD MAYPORT
MAYPOR-EL | UMA654L00549 | UEM,Support Structure, UPL-418, Pole, Unknown | J10 - Electric Utilities | J1030 - Distribution | J1030120 - Support Structures | 1 | EA | 1/1/1980 00:00:00 |  | Mayport-Electric | PWD MAYPORT
MAYPOR-EL | UMA654L00550 | UEM,Support Structure, UPL-419, Pole, Unknown | J10 - Electric Utilities | J1030 - Distribution | J1030120 - Support Structures | 1 | EA | 1/1/1980 00:00:00 |  | Mayport-Electric | PWD MAYPORT
MAYPOR-EL | UMA654L00551 | UEM,Support Structure, UPL-420, Pole, Unknown | J10 - Electric Utilities | J1030 - Distribution | J1030120 - Support Structures | 1 | EA | 1/1/1980 00:00:00 |  | Mayport-Electric | PWD MAYPORT
MAYPOR-EL | UMA654L00552 | UEM,Support Structure, UPL-421, Pole, Unknown | J10 - Electric Utilities | J1030 - Distribution | J1030120 - Support Structures | 1 | EA | 1/1/1980 00:00:00 |  | Mayport-Electric | PWD MAYPORT
MAYPOR-EL | UMA654L00553 | UEM,Support Structure, UPL-422, Pole, Unknown | J10 - Electric Utilities | J1030 - Distribution | J1030120 - Support Structures | 1 | EA | 1/1/1980 00:00:00 |  | Mayport-Electric | PWD MAYPORT
MAYPOR-EL | UMA654L00554 | UEM,Support Structure, UPL-423, Pole, Unknown | J10 - Electric Utilities | J1030 - Distribution | J1030120 - Support Structures | 1 | EA | 1/1/1980 00:00:00 |  | Mayport-Electric | PWD MAYPORT
MAYPOR-EL | UMA654L00555 | UEM,Support Structure, UPL-424, Pole, Unknown | J10 - Electric Utilities | J1030 - Distribution | J1030120 - Support Structures | 1 | EA | 1/1/1980 00:00:00 |  | Mayport-Electric | PWD MAYPORT
MAYPOR-EL | UMA654L00556 | UEM,Support Structure, UPL-425, Pole, Unknown | J10 - Electric Utilities | J1030 - Distribution | J1030120 - Support Structures | 1 | EA | 1/1/1980 00:00:00 |  | Mayport-Electric | PWD MAYPORT
MAYPOR-EL | UMA654L00557 | UEM,Support Structure, UPL-426, Pole, Unknown | J10 - Electric Utilities | J1030 - Distribution | J1030120 - Support Structures | 1 | EA | 1/1/1980 00:00:00 |  | Mayport-Electric | PWD MAYPORT
MAYPOR-EL | UMA654L00558 | UEM,Support Structure, UPL-427, Pole, Unknown | J10 - Electric Utilities | J1030 - Distribution | J1030120 - Support Structures | 1 | EA | 1/1/1980 00:00:00 |  | Mayport-Electric | PWD MAYPORT
MAYPOR-EL | UMA654L00559 | UEM,Support Structure, UPL-428, Pole, Unknown | J10 - Electric Utilities | J1030 - Distribution | J1030120 - Support Structures | 1 | EA | 1/1/1980 00:00:00 |  | Mayport-Electric | PWD MAYPORT
MAYPOR-EL | UMA654L00560 | UEM,Support Structure, UPL-429, Pole, Unknown | J10 - Electric Utilities | J1030 - Distribution | J1030120 - Support Structures | 1 | EA | 1/1/1980 00:00:00 |  | Mayport-Electric | PWD MAYPORT
MAYPOR-EL | UMA654L00561 | UEM,Support Structure, UPL-430, Pole, Unknown | J10 - Electric Utilities | J1030 - Distribution | J1030120 - Support Structures | 1 | EA | 1/1/1980 00:00:00 |  | Mayport-Electric | PWD MAYPORT
MAYPOR-EL | UMA654L00562 | UEM,Support Structure, UPL-431, Pole, Unknown | J10 - Electric Utilities | J1030 - Distribution | J1030120 - Support Structures | 1 | EA | 1/1/1980 00:00:00 |  | Mayport-Electric | PWD MAYPORT
MAYPOR-EL | UMA654L00563 | UEM,Support Structure, UPL-432, Pole, Unknown | J10 - Electric Utilities | J1030 - Distribution | J1030120 - Support Structures | 1 | EA | 1/1/1980 00:00:00 |  | Mayport-Electric | PWD MAYPORT
MAYPOR-EL | UMA654L00564 | UEM,Support Structure, UPL-433, Pole, Unknown | J10 - Electric Utilities | J1030 - Distribution | J1030120 - Support Structures | 1 | EA | 1/1/1980 00:00:00 |  | Mayport-Electric | PWD MAYPORT
MAYPOR-EL | UMA654L00565 | UEM,Support Structure, UPL-434, Pole, Unknown | J10 - Electric Utilities | J1030 - Distribution | J1030120 - Support Structures | 1 | EA | 1/1/1980 00:00:00 |  | Mayport-Electric | PWD MAYPORT
MAYPOR-EL | UMA654L00566 | UEM,Support Structure, UPL-435, Pole, Unknown | J10 - Electric Utilities | J1030 - Distribution | J1030120 - Support Structures | 1 | EA | 1/1/1980 00:00:00 | Magazine Road | Mayport-Electric | PWD MAYPORT
MAYPOR-EL | UMA654L00567 | UEM,Support Structure, UPL-436, Pole, Unknown | J10 - Electric Utilities | J1030 - Distribution | J1030120 - Support Structures | 1 | EA | 1/1/1980 00:00:00 |  | Mayport-Electric | PWD MAYPORT
MAYPOR-EL | UMA654L00568 | UEM,Support Structure, UPL-437, Pole, Unknown | J10 - Electric Utilities | J1030 - Distribution | J1030120 - Support Structures | 1 | EA | 1/1/1980 00:00:00 |  | Mayport-Electric | PWD MAYPORT
MAYPOR-EL | UMA654L00569 | UEM,Support Structure, UPL-438, Pole, Unknown | J10 - Electric Utilities | J1030 - Distribution | J1030120 - Support Structures | 1 | EA | 1/1/1980 00:00:00 |  | Mayport-Electric | PWD MAYPORT
MAYPOR-EL | UMA654L00250 | UEM,Support Structure, UPL-442,Pole, Wood | J10 - Electric Utilities | J1030 - Distribution | J1030120 - Support Structures | 1 | EA | 1/1/1980 00:00:00 |  | Mayport-Electric | PWD MAYPORT
MAYPOR-EL | UMA654L00514 | UEM,Support Structure, UPL-443, Pole, Wood | J10 - Electric Utilities | J1030 - Distribution | J1030120 - Support Structures | 1 | EA | 1/1/1980 00:00:00 |  | Mayport-Electric | PWD MAYPORT
MAYPOR-EL | UMA654L00515 | UEM,Support Structure, UPL-444, Pole, Wood | J10 - Electric Utilities | J1030 - Distribution | J1030120 - Support Structures | 1 | EA | 1/1/1980 00:00:00 |  | Mayport-Electric | PWD MAYPORT
MAYPOR-EL | UMA654L00516 | UEM,Support Structure, UPL-445, Pole, Wood | J10 - Electric Utilities | J1030 - Distribution | J1030120 - Support Structures | 1 | EA | 1/1/1980 00:00:00 |  | Mayport-Electric | PWD MAYPORT
MAYPOR-EL | UMA654L00294 | UEM,Support Structure, UPL-446, Pole, Concrete | J10 - Electric Utilities | J1030 - Distribution | J1030120 - Support Structures | 1 | EA | 1/1/1980 00:00:00 |  | Mayport-Electric | PWD MAYPORT
MAYPOR-EL | UMA654L00462 | UEM,Support Structure, UPL-700, Pole, Concrete | J10 - Electric Utilities | J1030 - Distribution | J1030120 - Support Structures | 1 | EA | 1/1/1980 00:00:00 |  | Mayport-Electric | PWD MAYPORT
MAYPOR-EL | UMA654L00331 | UEM,Support Structure, UPL-702, Pole, Wood | J10 - Electric Utilities | J1030 - Distribution | J1030120 - Support Structures | 1 | EA | 1/1/1980 00:00:00 |  | Mayport-Electric | PWD MAYPORT
MAYPOR-EL | UMA654L00330 | UEM,Support Structure, UPL-704, Pole, Wood | J10 - Electric Utilities | J1030 - Distribution | J1030120 - Support Structures | 1 | EA | 1/1/1980 00:00:00 |  | Mayport-Electric | PWD MAYPORT
MAYPOR-EL | UMA654L00329 | UEM,Support Structure, UPL-707-A, Pole, Wood | J10 - Electric Utilities | J1030 - Distribution | J1030120 - Support Structures | 1 | EA | 1/1/1980 00:00:00 |  | Mayport-Electric | PWD MAYPORT
MAYPOR-EL | UMA654L00327 | UEM,Support Structure, UPL-707-B, Pole, Wood | J10 - Electric Utilities | J1030 - Distribution | J1030120 - Support Structures | 1 | EA | 1/1/1980 00:00:00 |  | Mayport-Electric | PWD MAYPORT
MAYPOR-EL | UMA654L00451 | UEM,Support Structure, UPL-712-A, Pole, Concrete | J10 - Electric Utilities | J1030 - Distribution | J1030120 - Support Structures | 1 | EA | 1/1/1980 00:00:00 |  | Mayport-Electric | PWD MAYPORT
MAYPOR-EL | UMA654L00369 | UEM,Support Structure, UPL-712-B, Pole, Wood | J10 - Electric Utilities | J1030 - Distribution | J1030120 - Support Structures | 1 | EA | 1/1/1980 00:00:00 |  | Mayport-Electric | PWD MAYPORT
MAYPOR-EL | UMA654L00341 | UEM,Support Structure, UPL-714, Pole, Wood | J10 - Electric Utilities | J1030 - Distribution | J1030120 - Support Structures | 1 | EA | 1/1/1980 00:00:00 |  | Mayport-Electric | PWD MAYPORT
MAYPOR-EL | UMA654L00370 | UEM,Support Structure, UPL-716, Pole, Wood | J10 - Electric Utilities | J1030 - Distribution | J1030120 - Support Structures | 1 | EA | 1/1/1980 00:00:00 |  | Mayport-Electric | PWD MAYPORT
MAYPOR-EL | UMA654L00452 | UEM,Support Structure, UPL-718, Pole, Concrete | J10 - Electric Utilities | J1030 - Distribution | J1030120 - Support Structures | 1 | EA | 1/1/1980 00:00:00 |  | Mayport-Electric | PWD MAYPORT
MAYPOR-EL | UMA654L00440 | UEM,Support Structure, UPL-721-A, Pole, Concrete | J10 - Electric Utilities | J1030 - Distribution | J1030120 - Support Structures | 1 | EA | 1/1/1980 00:00:00 |  | Mayport-Electric | PWD MAYPORT
MAYPOR-EL | UMA654L00453 | UEM,Support Structure, UPL-721-B, Pole, Concrete | J10 - Electric Utilities | J1030 - Distribution | J1030120 - Support Structures | 1 | EA | 1/1/1980 00:00:00 |  | Mayport-Electric | PWD MAYPORT
MAYPOR-EL | UMA654L00371 | UEM,Support Structure, UPL-723, Pole, Wood | J10 - Electric Utilities | J1030 - Distribution | J1030120 - Support Structures | 1 | EA | 1/1/1980 00:00:00 |  | Mayport-Electric | PWD MAYPORT
MAYPOR-EL | UMA654L00342 | UEM,Support Structure, UPL-725, Pole, Wood | J10 - Electric Utilities | J1030 - Distribution | J1030120 - Support Structures | 1 | EA | 1/1/1980 00:00:00 |  | Mayport-Electric | PWD MAYPORT
MAYPOR-EL | UMA654L00372 | UEM,Support Structure, UPL-730-A, Pole, Wood | J10 - Electric Utilities | J1030 - Distribution | J1030120 - Support Structures | 1 | EA | 1/1/1980 00:00:00 |  | Mayport-Electric | PWD MAYPORT
MAYPOR-EL | UMA654L00373 | UEM,Support Structure, UPL-730-B, Pole, Wood | J10 - Electric Utilities | J1030 - Distribution | J1030120 - Support Structures | 1 | EA | 1/1/1980 00:00:00 |  | Mayport-Electric | PWD MAYPORT
MAYPOR-EL | UMA654L00340 | UEM,Support Structure, UPL-732, Pole, Wood | J10 - Electric Utilities | J1030 - Distribution | J1030120 - Support Structures | 1 | EA | 1/1/1980 00:00:00 |  | Mayport-Electric | PWD MAYPORT
MAYPOR-EL | UMA654L00360 | UEM,Support Structure, UPL-735, Pole, Wood | J10 - Electric Utilities | J1030 - Distribution | J1030120 - Support Structures | 1 | EA | 1/1/1980 00:00:00 |  | Mayport-Electric | PWD MAYPORT
MAYPOR-EL | UMA654L00359 | UEM,Support Structure, UPL-736, Pole, Wood | J10 - Electric Utilities | J1030 - Distribution | J1030120 - Support Structures | 1 | EA | 1/1/1980 00:00:00 |  | Mayport-Electric | PWD MAYPORT
MAYPOR-EL | UMA654L00445 | UEM,Support Structure, UPL-738, Pole, Concrete | J10 - Electric Utilities | J1030 - Distribution | J1030120 - Support Structures | 1 | EA | 1/1/1980 00:00:00 |  | Mayport-Electric | PWD MAYPORT
MAYPOR-EL | UMA654L00446 | UEM,Support Structure, UPL-741-B, Pole, Concrete | J10 - Electric Utilities | J1030 - Distribution | J1030120 - Support Structures | 1 | EA | 1/1/1980 00:00:00 |  | Mayport-Electric | PWD MAYPORT
MAYPOR-EL | UMA654L00447 | UEM,Support Structure, UPL-744, Pole, Concrete | J10 - Electric Utilities | J1030 - Distribution | J1030120 - Support Structures | 1 | EA | 1/1/1980 00:00:00 |  | Mayport-Electric | PWD MAYPORT
MAYPOR-EL | UMA654L00448 | UEM,Support Structure, UPL-746, Pole, Concrete | J10 - Electric Utilities | J1030 - Distribution | J1030120 - Support Structures | 1 | EA | 1/1/1980 00:00:00 |  | Mayport-Electric | PWD MAYPORT
MAYPOR-EL | UMA654L00361 | UEM,Support Structure, UPL-748-A, Pole, Wood | J10 - Electric Utilities | J1030 - Distribution | J1030120 - Support Structures | 1 | EA | 1/1/1980 00:00:00 |  | Mayport-Electric | PWD MAYPORT
MAYPOR-EL | UMA654L00449 | UEM,Support Structure, UPL-748-B, Pole, Concrete | J10 - Electric Utilities | J1030 - Distribution | J1030120 - Support Structures | 1 | EA | 1/1/1980 00:00:00 |  | Mayport-Electric | PWD MAYPORT
MAYPOR-EL | UMA654L00358 | UEM,Support Structure, UPL-750, Pole, Wood | J10 - Electric Utilities | J1030 - Distribution | J1030120 - Support Structures | 1 | EA | 1/1/1980 00:00:00 |  | Mayport-Electric | PWD MAYPORT
MAYPOR-EL | UMA654L00337 | UEM,Support Structure, UPL-753-A, Pole, Wood | J10 - Electric Utilities | J1030 - Distribution | J1030120 - Support Structures | 1 | EA | 1/1/1980 00:00:00 |  | Mayport-Electric | PWD MAYPORT
MAYPOR-EL | UMA654L00336 | UEM,Support Structure, UPL-754, Pole, Wood | J10 - Electric Utilities | J1030 - Distribution | J1030120 - Support Structures | 1 | EA | 1/1/1980 00:00:00 |  | Mayport-Electric | PWD MAYPORT
MAYPOR-EL | UMA654L00316 | UEM,Support Structure, UPL-756, Pole, Wood | J10 - Electric Utilities | J1030 - Distribution | J1030120 - Support Structures | 1 | EA | 1/1/1980 00:00:00 |  | Mayport-Electric | PWD MAYPORT
MAYPOR-EL | UMA654L00437 | UEM,Support Structure, UPL-758, Pole, Concrete | J10 - Electric Utilities | J1030 - Distribution | J1030120 - Support Structures | 1 | EA | 1/1/1980 00:00:00 |  | Mayport-Electric | PWD MAYPORT
MAYPOR-EL | UMA654L00296 | UEM,Support Structure, UPL-760, Pole, Wood | J10 - Electric Utilities | J1030 - Distribution | J1030120 - Support Structures | 1 | EA | 1/1/1980 00:00:00 |  | Mayport-Electric | PWD MAYPORT
MAYPOR-EL | UMA654L00436 | UEM,Support Structure, UPL-762, Pole, Concrete | J10 - Electric Utilities | J1030 - Distribution | J1030120 - Support Structures | 1 | EA | 1/1/1980 00:00:00 |  | Mayport-Electric | PWD MAYPORT
MAYPOR-EL | UMA654L00315 | UEM,Support Structure, UPL-766, Pole, Wood | J10 - Electric Utilities | J1030 - Distribution | J1030120 - Support Structures | 1 | EA | 1/1/1980 00:00:00 |  | Mayport-Electric | PWD MAYPORT
MAYPOR-EL | UMA654L00435 | UEM,Support Structure, UPL-768, Pole, Concrete | J10 - Electric Utilities | J1030 - Distribution | J1030120 - Support Structures | 1 | EA | 1/1/1980 00:00:00 |  | Mayport-Electric | PWD MAYPORT
MAYPOR-EL | UMA654L00421 | UEM,Support Structure, UPL-770, Pole, Concrete | J10 - Electric Utilities | J1030 - Distribution | J1030120 - Support Structures | 1 | EA | 1/1/1980 00:00:00 |  | Mayport-Electric | PWD MAYPORT
MAYPOR-EL | UMA654L00434 | UEM,Support Structure, UPL-772, Pole, Concrete | J10 - Electric Utilities | J1030 - Distribution | J1030120 - Support Structures | 1 | EA | 1/1/1980 00:00:00 |  | Mayport-Electric | PWD MAYPORT
MAYPOR-EL | UMA654L00376 | UEM,Support Structure, UPL-773-A, Pole, Wood | J10 - Electric Utilities | J1030 - Distribution | J1030120 - Support Structures | 1 | EA | 1/1/1980 00:00:00 |  | Mayport-Electric | PWD MAYPORT
MAYPOR-EL | UMA654L00441 | UEM,Support Structure, UPL-773-B, Pole, Concrete | J10 - Electric Utilities | J1030 - Distribution | J1030120 - Support Structures | 1 | EA | 1/1/1980 00:00:00 |  | Mayport-Electric | PWD MAYPORT
MAYPOR-EL | UMA654L00377 | UEM,Support Structure, UPL-775, Pole, Wood | J10 - Electric Utilities | J1030 - Distribution | J1030120 - Support Structures | 1 | EA | 1/1/1980 00:00:00 |  | Mayport-Electric | PWD MAYPORT
MAYPOR-EL | UMA654L00378 | UEM,Support Structure, UPL-777, Pole, Wood | J10 - Electric Utilities | J1030 - Distribution | J1030120 - Support Structures | 1 | EA | 1/1/1980 00:00:00 |  | Mayport-Electric | PWD MAYPORT
MAYPOR-EL | UMA654L00458 | UEM,Support Structure, UPL-779, Pole, Concrete | J10 - Electric Utilities | J1030 - Distribution | J1030120 - Support Structures | 1 | EA | 1/1/1980 00:00:00 |  | Mayport-Electric | PWD MAYPORT
MAYPOR-EL | UMA654L00456 | UEM,Support Structure, UPL-781, Pole, Concrete | J10 - Electric Utilities | J1030 - Distribution | J1030120 - Support Structures | 1 | EA | 1/1/1980 00:00:00 |  | Mayport-Electric | PWD MAYPORT
MAYPOR-EL | UMA654L00457 | UEM,Support Structure, UPL-782, Pole, Concrete | J10 - Electric Utilities | J1030 - Distribution | J1030120 - Support Structures | 1 | EA | 1/1/1980 00:00:00 |  | Mayport-Electric | PWD MAYPORT
MAYPOR-EL | UMA654L00379 | UEM,Support Structure, UPL-785, Pole, Wood | J10 - Electric Utilities | J1030 - Distribution | J1030120 - Support Structures | 1 | EA | 1/1/1980 00:00:00 |  | Mayport-Electric | PWD MAYPORT
MAYPOR-EL | UMA654L00459 | UEM,Support Structure, UPL-787, Pole, Concrete | J10 - Electric Utilities | J1030 - Distribution | J1030120 - Support Structures | 1 | EA | 1/1/1980 00:00:00 |  | Mayport-Electric | PWD MAYPORT
MAYPOR-EL | UMA654L00347 | UEM,Support Structure, UPL-789, Pole, Wood | J10 - Electric Utilities | J1030 - Distribution | J1030120 - Support Structures | 1 | EA | 1/1/1980 00:00:00 |  | Mayport-Electric | PWD MAYPORT
MAYPOR-EL | UMA654L00322 | UEM,Support Structure, UPL-790, Pole, Wood | J10 - Electric Utilities | J1030 - Distribution | J1030120 - Support Structures | 1 | EA | 1/1/1980 00:00:00 |  | Mayport-Electric | PWD MAYPORT
MAYPOR-EL | UMA654L00460 | UEM,Support Structure, UPL-793, Pole, Concrete | J10 - Electric Utilities | J1030 - Distribution | J1030120 - Support Structures | 1 | EA | 1/1/1980 00:00:00 |  | Mayport-Electric | PWD MAYPORT
MAYPOR-EL | UMA654L00323 | UEM,Support Structure, UPL-795, Pole, Wood | J10 - Electric Utilities | J1030 - Distribution | J1030120 - Support Structures | 1 | EA | 1/1/1980 00:00:00 |  | Mayport-Electric | PWD MAYPORT
MAYPOR-EL | UMA654L00318 | UEM,Support Structure, UPL-797, Pole, Wood | J10 - Electric Utilities | J1030 - Distribution | J1030120 - Support Structures | 1 | EA | 1/1/1980 00:00:00 |  | Mayport-Electric | PWD MAYPORT
MAYPOR-EL | UMA654L00324 | UEM,Support Structure, UPL-799, Pole, Wood | J10 - Electric Utilities | J1030 - Distribution | J1030120 - Support Structures | 1 | EA | 1/1/1980 00:00:00 |  | Mayport-Electric | PWD MAYPORT
MAYPOR-EL | UMA654L00319 | UEM,Support Structure, UPL-801, Pole, Wood | J10 - Electric Utilities | J1030 - Distribution | J1030120 - Support Structures | 1 | EA | 1/1/1980 00:00:00 |  | Mayport-Electric | PWD MAYPORT
MAYPOR-EL | UMA654L00326 | UEM,Support Structure, UPL-801-A, Pole, Wood | J10 - Electric Utilities | J1030 - Distribution | J1030120 - Support Structures | 1 | EA | 1/1/1980 00:00:00 |  | Mayport-Electric | PWD MAYPORT
MAYPOR-EL | UMA654L00325 | UEM,Support Structure, UPL-803, Pole, Wood | J10 - Electric Utilities | J1030 - Distribution | J1030120 - Support Structures | 1 | EA | 1/1/1980 00:00:00 |  | Mayport-Electric | PWD MAYPORT
MAYPOR-EL | UMA654L00461 | UEM,Support Structure, UPL-805, Pole, Concrete | J10 - Electric Utilities | J1030 - Distribution | J1030120 - Support Structures | 1 | EA | 1/1/1980 00:00:00 |  | Mayport-Electric | PWD MAYPORT
MAYPOR-EL | UMA654L00517 | UEM,Support Structure, UPL-809-A, Pole, Wood | J10 - Electric Utilities | J1030 - Distribution | J1030120 - Support Structures | 1 | EA | 1/1/1980 00:00:00 |  | Mayport-Electric | PWD MAYPORT
MAYPOR-EL | UMA654L00332 | UEM,Support Structure, UPL-809-B, Pole, Wood | J10 - Electric Utilities | J1030 - Distribution | J1030120 - Support Structures | 1 | EA | 1/1/1980 00:00:00 |  | Mayport-Electric | PWD MAYPORT
MAYPOR-EL | UMA654L00464 | UEM,Support Structure, UPL-811, Pole, Concrete | J10 - Electric Utilities | J1030 - Distribution | J1030120 - Support Structures | 1 | EA | 1/1/1980 00:00:00 |  | Mayport-Electric | PWD MAYPORT
MAYPOR-EL | UMA654L00333 | UEM,Support Structure, UPL-812, Pole, Wood | J10 - Electric Utilities | J1030 - Distribution | J1030120 - Support Structures | 1 | EA | 1/1/1980 00:00:00 |  | Mayport-Electric | PWD MAYPORT
MAYPOR-EL | UMA654L00463 | UEM,Support Structure, UPL-814, Pole, Concrete | J10 - Electric Utilities | J1030 - Distribution | J1030120 - Support Structures | 1 | EA | 1/1/1980 00:00:00 |  | Mayport-Electric | PWD MAYPORT
MAYPOR-EL | UMA654L00320 | UEM,Support Structure, UPL-817, Pole, Wood | J10 - Electric Utilities | J1030 - Distribution | J1030120 - Support Structures | 1 | EA | 1/1/1980 00:00:00 |  | Mayport-Electric | PWD MAYPORT
MAYPOR-EL | UMA654L00334 | UEM,Support Structure, UPL-819, Pole, Wood | J10 - Electric Utilities | J1030 - Distribution | J1030120 - Support Structures | 1 | EA | 1/1/1980 00:00:00 |  | Mayport-Electric | PWD MAYPORT
MAYPOR-EL | UMA654L00408 | UEM,Support Structure, UPL-821, Pole, Wood | J10 - Electric Utilities | J1030 - Distribution | J1030120 - Support Structures | 1 | EA | 1/1/1980 00:00:00 |  | Mayport-Electric | PWD MAYPORT
MAYPOR-EL | UMA654L00410 | UEM,Support Structure, UPL-823-A, Pole, Wood | J10 - Electric Utilities | J1030 - Distribution | J1030120 - Support Structures | 1 | EA | 1/1/1980 00:00:00 |  | Mayport-Electric | PWD MAYPORT
MAYPOR-EL | UMA654L00409 | UEM,Support Structure, UPL-823-B, Pole, Wood | J10 - Electric Utilities | J1030 - Distribution | J1030120 - Support Structures | 1 | EA | 1/1/1980 00:00:00 |  | Mayport-Electric | PWD MAYPORT
MAYPOR-EL | UMA654L00465 | UEM,Support Structure, UPL-825, Pole, Concrete | J10 - Electric Utilities | J1030 - Distribution | J1030120 - Support Structures | 1 | EA | 1/1/1980 00:00:00 |  | Mayport-Electric | PWD MAYPORT
MAYPOR-EL | UMA654L00411 | UEM,Support Structure, UPL-827, Pole, Wood | J10 - Electric Utilities | J1030 - Distribution | J1030120 - Support Structures | 1 | EA | 1/1/1980 00:00:00 |  | Mayport-Electric | PWD MAYPORT
MAYPOR-EL | UMA654L00412 | UEM,Support Structure, UPL-829, Pole, Wood | J10 - Electric Utilities | J1030 - Distribution | J1030120 - Support Structures | 1 | EA | 1/1/1980 00:00:00 |  | Mayport-Electric | PWD MAYPORT
MAYPOR-EL | UMA654L00413 | UEM,Support Structure, UPL-833, Pole, Wood | J10 - Electric Utilities | J1030 - Distribution | J1030120 - Support Structures | 1 | EA | 1/1/1980 00:00:00 |  | Mayport-Electric | PWD MAYPORT
MAYPOR-EL | UMA654L00414 | UEM,Support Structure, UPL-835, Pole, Wood | J10 - Electric Utilities | J1030 - Distribution | J1030120 - Support Structures | 1 | EA | 1/1/1980 00:00:00 |  | Mayport-Electric | PWD MAYPORT
MAYPOR-EL | UMA654L00321 | UEM,Support Structure, UPL-837, Pole, Wood | J10 - Electric Utilities | J1030 - Distribution | J1030120 - Support Structures | 1 | EA | 1/1/1980 00:00:00 |  | Mayport-Electric | PWD MAYPORT
MAYPOR-EL | UMA654L00415 | UEM,Support Structure, UPL-837-A, Pole, Wood | J10 - Electric Utilities | J1030 - Distribution | J1030120 - Support Structures | 1 | EA | 1/1/1980 00:00:00 |  | Mayport-Electric | PWD MAYPORT
MAYPOR-EL | UMA654L00469 | UEM,Support Structure, UPL-840, Pole, Concrete | J10 - Electric Utilities | J1030 - Distribution | J1030120 - Support Structures | 1 | EA | 1/1/1980 00:00:00 |  | Mayport-Electric | PWD MAYPORT
MAYPOR-EL | UMA654L00468 | UEM,Support Structure, UPL-841, Pole, Concrete | J10 - Electric Utilities | J1030 - Distribution | J1030120 - Support Structures | 1 | EA | 1/1/1980 00:00:00 |  | Mayport-Electric | PWD MAYPORT
MAYPOR-EL | UMA654L00518 | UEM,Support Structure, UPL-843-C, Pole, Unknown | J10 - Electric Utilities | J1030 - Distribution | J1030120 - Support Structures | 1 | EA | 1/1/1980 00:00:00 |  | Mayport-Electric | PWD MAYPORT
MAYPOR-EL | UMA654L00522 | UEM,Support Structure, UPL-844-B, Pole, Unknown | J10 - Electric Utilities | J1030 - Distribution | J1030120 - Support Structures | 1 | EA | 1/1/1980 00:00:00 |  | Mayport-Electric | PWD MAYPORT
MAYPOR-EL | UMA654L00521 | UEM,Support Structure, UPL-844-C, Pole, Unknown | J10 - Electric Utilities | J1030 - Distribution | J1030120 - Support Structures | 1 | EA | 1/1/1980 00:00:00 |  | Mayport-Electric | PWD MAYPORT
MAYPOR-EL | UMA654L00520 | UEM,Support Structure, UPL-844-D, Pole, Unknown | J10 - Electric Utilities | J1030 - Distribution | J1030120 - Support Structures | 1 | EA | 1/1/1980 00:00:00 |  | Mayport-Electric | PWD MAYPORT
MAYPOR-EL | UMA654L00470 | UEM,Support Structure, UPL-846, Pole, Concrete | J10 - Electric Utilities | J1030 - Distribution | J1030120 - Support Structures | 1 | EA | 1/1/1980 00:00:00 |  | Mayport-Electric | PWD MAYPORT
MAYPOR-EL | UMA654L00467 | UEM,Support Structure, UPL-847, Pole, Concrete | J10 - Electric Utilities | J1030 - Distribution | J1030120 - Support Structures | 1 | EA | 1/1/1980 00:00:00 |  | Mayport-Electric | PWD MAYPORT
MAYPOR-EL | UMA654L00523 | UEM,Support Structure, UPL-849-A, Pole, Unknown | J10 - Electric Utilities | J1030 - Distribution | J1030120 - Support Structures | 1 | EA | 1/1/1980 00:00:00 |  | Mayport-Electric | PWD MAYPORT
MAYPOR-EL | UMA654L00524 | UEM,Support Structure, UPL-849-B, Pole, Unknown | J10 - Electric Utilities | J1030 - Distribution | J1030120 - Support Structures | 1 | EA | 1/1/1980 00:00:00 |  | Mayport-Electric | PWD MAYPORT
MAYPOR-EL | UMA654L00526 | UEM,Support Structure, UPL-851-A, Pole, Unknown | J10 - Electric Utilities | J1030 - Distribution | J1030120 - Support Structures | 1 | EA | 1/1/1980 00:00:00 |  | Mayport-Electric | PWD MAYPORT
MAYPOR-EL | UMA654L00525 | UEM,Support Structure, UPL-851-B, Pole, Unknown | J10 - Electric Utilities | J1030 - Distribution | J1030120 - Support Structures | 1 | EA | 1/1/1980 00:00:00 |  | Mayport-Electric | PWD MAYPORT
MAYPOR-EL | UMA654L00346 | UEM,Support Structure, UPL-852, Pole, Wood | J10 - Electric Utilities | J1030 - Distribution | J1030120 - Support Structures | 1 | EA | 1/1/1980 00:00:00 |  | Mayport-Electric | PWD MAYPORT
MAYPOR-EL | UMA654L00527 | UEM,Support Structure, UPL-853-B, Pole, Unknown | J10 - Electric Utilities | J1030 - Distribution | J1030120 - Support Structures | 1 | EA | 1/1/1980 00:00:00 |  | Mayport-Electric | PWD MAYPORT
MAYPOR-EL | UMA654L00466 | UEM,Support Structure, UPL-854, Pole, Concrete | J10 - Electric Utilities | J1030 - Distribution | J1030120 - Support Structures | 1 | EA | 1/1/1980 00:00:00 |  | Mayport-Electric | PWD MAYPORT
MAYPOR-EL | UMA654L00385 | UEM,Support Structure, UPL-856-A, Pole, Wood | J10 - Electric Utilities | J1030 - Distribution | J1030120 - Support Structures | 1 | EA | 1/1/1980 00:00:00 |  | Mayport-Electric | PWD MAYPORT
MAYPOR-EL | UMA654L00386 | UEM,Support Structure, UPL-856-B, Pole, Wood | J10 - Electric Utilities | J1030 - Distribution | J1030120 - Support Structures | 1 | EA | 1/1/1980 00:00:00 |  | Mayport-Electric | PWD MAYPORT
MAYPOR-EL | UMA654L00256 | UEM,Support Structure, UPL-858, Pole, Wood | J10 - Electric Utilities | J1030 - Distribution | J1030120 - Support Structures | 1 | EA | 1/1/1980 00:00:00 |  | Mayport-Electric | PWD MAYPORT
MAYPOR-EL | UMA654L00455 | UEM,Support Structure, UPL-862, Pole, Concrete | J10 - Electric Utilities | J1030 - Distribution | J1030120 - Support Structures | 1 | EA | 1/1/1980 00:00:00 |  | Mayport-Electric | PWD MAYPORT
MAYPOR-EL | UMA654L00345 | UEM,Support Structure, UPL-865, Pole, Wood | J10 - Electric Utilities | J1030 - Distribution | J1030120 - Support Structures | 1 | EA | 1/1/1980 00:00:00 |  | Mayport-Electric | PWD MAYPORT
MAYPOR-EL | UMA654L00344 | UEM,Support Structure, UPL-866, Pole, Wood | J10 - Electric Utilities | J1030 - Distribution | J1030120 - Support Structures | 1 | EA | 1/1/1980 00:00:00 |  | Mayport-Electric | PWD MAYPORT
MAYPOR-EL | UMA654L00317 | UEM,Support Structure, UPL-867, Pole, Wood | J10 - Electric Utilities | J1030 - Distribution | J1030120 - Support Structures | 1 | EA | 1/1/1980 00:00:00 |  | Mayport-Electric | PWD MAYPORT
MAYPOR-EL | UMA654L00375 | UEM,Support Structure, UPL-867-A, Pole, Wood | J10 - Electric Utilities | J1030 - Distribution | J1030120 - Support Structures | 1 | EA | 1/1/1980 00:00:00 |  | Mayport-Electric | PWD MAYPORT
MAYPOR-EL | UMA654L00374 | UEM,Support Structure, UPL-869, Pole, Wood | J10 - Electric Utilities | J1030 - Distribution | J1030120 - Support Structures | 1 | EA | 1/1/1980 00:00:00 |  | Mayport-Electric | PWD MAYPORT
MAYPOR-EL | UMA654L00343 | UEM,Support Structure, UPL-877, Pole, Wood | J10 - Electric Utilities | J1030 - Distribution | J1030120 - Support Structures | 1 | EA | 1/1/1980 00:00:00 |  | Mayport-Electric | PWD MAYPORT
MAYPOR-EL | UMA654L00454 | UEM,Support Structure, UPL-877-B, Pole, Concrete | J10 - Electric Utilities | J1030 - Distribution | J1030120 - Support Structures | 1 | EA | 1/1/1980 00:00:00 |  | Mayport-Electric | PWD MAYPORT
MAYPOR-EL | UMA654L00380 | UEM,Support Structure, UPL-879, Pole, Wood | J10 - Electric Utilities | J1030 - Distribution | J1030120 - Support Structures | 1 | EA | 1/1/1980 00:00:00 |  | Mayport-Electric | PWD MAYPORT
MAYPOR-EL | UMA654L00348 | UEM,Support Structure, UPL-883, Pole, Wood | J10 - Electric Utilities | J1030 - Distribution | J1030120 - Support Structures | 1 | EA | 1/1/1980 00:00:00 |  | Mayport-Electric | PWD MAYPORT
MAYPOR-EL | UMA654L00314 | UEM,Support Structure, UPL-888, Pole, Wood | J10 - Electric Utilities | J1030 - Distribution | J1030120 - Support Structures | 1 | EA | 1/1/1980 00:00:00 |  | Mayport-Electric | PWD MAYPORT
MAYPOR-EL | UMA654L00313 | UEM,Support Structure, UPL-892, Pole, Wood | J10 - Electric Utilities | J1030 - Distribution | J1030120 - Support Structures | 1 | EA | 1/1/1980 00:00:00 |  | Mayport-Electric | PWD MAYPORT
MAYPOR-EL | UMA654L00433 | UEM,Support Structure, UPL-893, Pole, Concrete | J10 - Electric Utilities | J1030 - Distribution | J1030120 - Support Structures | 1 | EA | 1/1/1980 00:00:00 |  | Mayport-Electric | PWD MAYPORT
MAYPOR-EL | UMA654L00432 | UEM,Support Structure, UPL-896, Pole, Concrete | J10 - Electric Utilities | J1030 - Distribution | J1030120 - Support Structures | 1 | EA | 1/1/1980 00:00:00 |  | Mayport-Electric | PWD MAYPORT
MAYPOR-EL | UMA654L00312 | UEM,Support Structure, UPL-898, Pole, Wood | J10 - Electric Utilities | J1030 - Distribution | J1030120 - Support Structures | 1 | EA | 1/1/1980 00:00:00 |  | Mayport-Electric | PWD MAYPORT
MAYPOR-EL | UMA654L00311 | UEM,Support Structure, UPL-900, Pole, Wood | J10 - Electric Utilities | J1030 - Distribution | J1030120 - Support Structures | 1 | EA | 1/1/1980 00:00:00 |  | Mayport-Electric | PWD MAYPORT
MAYPOR-EL | UMA654L00335 | UEM,Support Structure, UPL-903, Pole, Wood | J10 - Electric Utilities | J1030 - Distribution | J1030120 - Support Structures | 1 | EA | 1/1/1980 00:00:00 |  | Mayport-Electric | PWD MAYPORT
MAYPOR-EL | UMA654L00438 | UEM,Support Structure, UPL-904, Pole, Concrete | J10 - Electric Utilities | J1030 - Distribution | J1030120 - Support Structures | 1 | EA | 1/1/1980 00:00:00 |  | Mayport-Electric | PWD MAYPORT
MAYPOR-EL | UMA654L00368 | UEM,Support Structure, UPL-906, Pole, Wood | J10 - Electric Utilities | J1030 - Distribution | J1030120 - Support Structures | 1 | EA | 1/1/1980 00:00:00 |  | Mayport-Electric | PWD MAYPORT
MAYPOR-EL | UMA654L00367 | UEM,Support Structure, UPL-907-A, Pole, Wood | J10 - Electric Utilities | J1030 - Distribution | J1030120 - Support Structures | 1 | EA | 1/1/1980 00:00:00 |  | Mayport-Electric | PWD MAYPORT
MAYPOR-EL | UMA654L00450 | UEM,Support Structure, UPL-907-B, Pole, Concrete | J10 - Electric Utilities | J1030 - Distribution | J1030120 - Support Structures | 1 | EA | 1/1/1980 00:00:00 |  | Mayport-Electric | PWD MAYPORT
MAYPOR-EL | UMA654L00366 | UEM,Support Structure, UPL-909, Pole, Wood | J10 - Electric Utilities | J1030 - Distribution | J1030120 - Support Structures | 1 | EA | 1/1/1980 00:00:00 |  | Mayport-Electric | PWD MAYPORT
MAYPOR-EL | UMA654L00365 | UEM,Support Structure, UPL-913, Pole, Wood | J10 - Electric Utilities | J1030 - Distribution | J1030120 - Support Structures | 1 | EA | 1/1/1980 00:00:00 |  | Mayport-Electric | PWD MAYPORT
MAYPOR-EL | UMA654L00363 | UEM,Support Structure, UPL-915-A, Pole, Wood | J10 - Electric Utilities | J1030 - Distribution | J1030120 - Support Structures | 1 | EA | 1/1/1980 00:00:00 |  | Mayport-Electric | PWD MAYPORT
MAYPOR-EL | UMA654L00364 | UEM,Support Structure, UPL-915-A, Pole, Wood | J10 - Electric Utilities | J1030 - Distribution | J1030120 - Support Structures | 1 | EA | 1/1/1980 00:00:00 |  | Mayport-Electric | PWD MAYPORT
MAYPOR-EL | UMA654L00362 | UEM,Support Structure, UPL-919, Pole, Wood | J10 - Electric Utilities | J1030 - Distribution | J1030120 - Support Structures | 1 | EA | 1/1/1980 00:00:00 |  | Mayport-Electric | PWD MAYPORT
MAYPOR-EL | UMA654L00422 | UEM,Support Structure, UPL-921, Pole, Concrete | J10 - Electric Utilities | J1030 - Distribution | J1030120 - Support Structures | 1 | EA | 1/1/1980 00:00:00 |  | Mayport-Electric | PWD MAYPORT
MAYPOR-EL | UMA654L00431 | UEM,Support Structure, UPL-922-A, Pole, Concrete | J10 - Electric Utilities | J1030 - Distribution | J1030120 - Support Structures | 1 | EA | 1/1/1980 00:00:00 |  | Mayport-Electric | PWD MAYPORT
MAYPOR-EL | UMA654L00357 | UEM,Support Structure, UPL-922-B, Pole, Wood | J10 - Electric Utilities | J1030 - Distribution | J1030120 - Support Structures | 1 | EA | 1/1/1980 00:00:00 |  | Mayport-Electric | PWD MAYPORT
MAYPOR-EL | UMA654L00309 | UEM,Support Structure, UPL-924, Pole, Wood | J10 - Electric Utilities | J1030 - Distribution | J1030120 - Support Structures | 1 | EA | 1/1/1980 00:00:00 |  | Mayport-Electric | PWD MAYPORT
MAYPOR-EL | UMA654L00310 | UEM,Support Structure, UPL-926, Pole, Unknown | J10 - Electric Utilities | J1030 - Distribution | J1030120 - Support Structures | 1 | EA | 1/1/1980 00:00:00 |  | Mayport-Electric | PWD MAYPORT
MAYPOR-EL | UMA654L00308 | UEM,Support Structure, UPL-929, Pole, Wood | J10 - Electric Utilities | J1030 - Distribution | J1030120 - Support Structures | 1 | EA | 1/1/1980 00:00:00 |  | Mayport-Electric | PWD MAYPORT
MAYPOR-EL | UMA654L00420 | UEM,Support Structure, UPL-930, Pole, Concrete | J10 - Electric Utilities | J1030 - Distribution | J1030120 - Support Structures | 1 | EA | 1/1/1980 00:00:00 |  | Mayport-Electric | PWD MAYPORT
MAYPOR-EL | UMA654L00430 | UEM,Support Structure, UPL-932, Pole, Concrete | J10 - Electric Utilities | J1030 - Distribution | J1030120 - Support Structures | 1 | EA | 1/1/1980 00:00:00 |  | Mayport-Electric | PWD MAYPORT
MAYPOR-EL | UMA654L00529 | UEM,Support Structure, UPL-934-A, Pole, Unknown | J10 - Electric Utilities | J1030 - Distribution | J1030120 - Support Structures | 1 | EA | 1/1/1980 00:00:00 |  | Mayport-Electric | PWD MAYPORT
MAYPOR-EL | UMA654L00530 | UEM,Support Structure, UPL-934-B, Pole, Unknown | J10 - Electric Utilities | J1030 - Distribution | J1030120 - Support Structures | 1 | EA | 1/1/1980 00:00:00 |  | Mayport-Electric | PWD MAYPORT
MAYPOR-EL | UMA654L00531 | UEM,Support Structure, UPL-934-C, Pole, Unknown | J10 - Electric Utilities | J1030 - Distribution | J1030120 - Support Structures | 1 | EA | 1/1/1980 00:00:00 |  | Mayport-Electric | PWD MAYPORT
MAYPOR-EL | UMA654L00353 | UEM,Support Structure, UPL-935, Pole, Wood | J10 - Electric Utilities | J1030 - Distribution | J1030120 - Support Structures | 1 | EA | 1/1/1980 00:00:00 |  | Mayport-Electric | PWD MAYPORT
MAYPOR-EL | UMA654L00354 | UEM,Support Structure, UPL-936, Pole, Wood | J10 - Electric Utilities | J1030 - Distribution | J1030120 - Support Structures | 1 | EA | 1/1/1980 00:00:00 |  | Mayport-Electric | PWD MAYPORT
MAYPOR-EL | UMA654L00355 | UEM,Support Structure, UPL-937, Pole, Wood | J10 - Electric Utilities | J1030 - Distribution | J1030120 - Support Structures | 1 | EA | 1/1/1980 00:00:00 |  | Mayport-Electric | PWD MAYPORT
MAYPOR-EL | UMA654L00356 | UEM,Support Structure, UPL-939, Pole, Wood | J10 - Electric Utilities | J1030 - Distribution | J1030120 - Support Structures | 1 | EA | 1/1/1980 00:00:00 |  | Mayport-Electric | PWD MAYPORT
MAYPOR-EL | UMA654L00339 | UEM,Support Structure, UPL-940, Pole, Wood | J10 - Electric Utilities | J1030 - Distribution | J1030120 - Support Structures | 1 | EA | 1/1/1980 00:00:00 |  | Mayport-Electric | PWD MAYPORT
MAYPOR-EL | UMA654L00423 | UEM,Support Structure, UPL-943, Pole, Concrete | J10 - Electric Utilities | J1030 - Distribution | J1030120 - Support Structures | 1 | EA | 1/1/1980 00:00:00 |  | Mayport-Electric | PWD MAYPORT
MAYPOR-EL | UMA654L00297 | UEM,Support Structure, UPL-944, Pole, Wood | J10 - Electric Utilities | J1030 - Distribution | J1030120 - Support Structures | 1 | EA | 1/1/1980 00:00:00 |  | Mayport-Electric | PWD MAYPORT
MAYPOR-EL | UMA654L00424 | UEM,Support Structure, UPL-945-B, Pole, Concrete | J10 - Electric Utilities | J1030 - Distribution | J1030120 - Support Structures | 1 | EA | 1/1/1980 00:00:00 |  | Mayport-Electric | PWD MAYPORT
MAYPOR-EL | UMA654L00298 | UEM,Support Structure, UPL-948, Pole, Wood | J10 - Electric Utilities | J1030 - Distribution | J1030120 - Support Structures | 1 | EA | 1/1/1980 00:00:00 |  | Mayport-Electric | PWD MAYPORT
MAYPOR-EL | UMA654L00299 | UEM,Support Structure, UPL-950, Pole, Wood | J10 - Electric Utilities | J1030 - Distribution | J1030120 - Support Structures | 1 | EA | 1/1/1980 00:00:00 |  | Mayport-Electric | PWD MAYPORT
MAYPOR-EL | UMA654L00384 | UEM,Support Structure, UPL-950, Pole, Wood | J10 - Electric Utilities | J1030 - Distribution | J1030120 - Support Structures | 1 | EA | 1/1/1980 00:00:00 |  | Mayport-Electric | PWD MAYPORT
MAYPOR-EL | UMA654L00533 | UEM,Support Structure, UPL-950-C, Pole, Unknown | J10 - Electric Utilities | J1030 - Distribution | J1030120 - Support Structures | 1 | EA | 1/1/1980 00:00:00 |  | Mayport-Electric | PWD MAYPORT
MAYPOR-EL | UMA654L00300 | UEM,Support Structure, UPL-952, Pole, Wood | J10 - Electric Utilities | J1030 - Distribution | J1030120 - Support Structures | 1 | EA | 1/1/1980 00:00:00 |  | Mayport-Electric | PWD MAYPORT
MAYPOR-EL | UMA654L00425 | UEM,Support Structure, UPL-954, Pole, Concrete | J10 - Electric Utilities | J1030 - Distribution | J1030120 - Support Structures | 1 | EA | 1/1/1980 00:00:00 |  | Mayport-Electric | PWD MAYPORT
MAYPOR-EL | UMA654L00301 | UEM,Support Structure, UPL-956, Pole, Wood | J10 - Electric Utilities | J1030 - Distribution | J1030120 - Support Structures | 1 | EA | 1/1/1980 00:00:00 |  | Mayport-Electric | PWD MAYPORT
MAYPOR-EL | UMA654L00302 | UEM,Support Structure, UPL-959, Pole, Wood | J10 - Electric Utilities | J1030 - Distribution | J1030120 - Support Structures | 1 | EA | 1/1/1980 00:00:00 |  | Mayport-Electric | PWD MAYPORT
MAYPOR-EL | UMA654L00303 | UEM,Support Structure, UPL-960, Pole, Wood | J10 - Electric Utilities | J1030 - Distribution | J1030120 - Support Structures | 1 | EA | 1/1/1980 00:00:00 |  | Mayport-Electric | PWD MAYPORT
MAYPOR-EL | UMA654L00426 | UEM,Support Structure, UPL-960-B, Pole, Concrete | J10 - Electric Utilities | J1030 - Distribution | J1030120 - Support Structures | 1 | EA | 1/1/1980 00:00:00 |  | Mayport-Electric | PWD MAYPORT
MAYPOR-EL | UMA654L00304 | UEM,Support Structure, UPL-962, Pole, Unknown | J10 - Electric Utilities | J1030 - Distribution | J1030120 - Support Structures | 1 | EA | 1/1/1980 00:00:00 |  | Mayport-Electric | PWD MAYPORT
MAYPOR-EL | UMA654L00444 | UEM,Support Structure, UPL-964, Pole, Concrete | J10 - Electric Utilities | J1030 - Distribution | J1030120 - Support Structures | 1 | EA | 1/1/1980 00:00:00 |  | Mayport-Electric | PWD MAYPORT
MAYPOR-EL | UMA654L00352 | UEM,Support Structure, UPL-966, Pole, Wood | J10 - Electric Utilities | J1030 - Distribution | J1030120 - Support Structures | 1 | EA | 1/1/1980 00:00:00 |  | Mayport-Electric | PWD MAYPORT
MAYPOR-EL | UMA654L00443 | UEM,Support Structure, UPL-967, Pole, Concrete | J10 - Electric Utilities | J1030 - Distribution | J1030120 - Support Structures | 1 | EA | 1/1/1980 00:00:00 |  | Mayport-Electric | PWD MAYPORT
MAYPOR-EL | UMA654L00439 | UEM,Support Structure, UPL-968, Pole, Concrete | J10 - Electric Utilities | J1030 - Distribution | J1030120 - Support Structures | 1 | EA | 1/1/1980 00:00:00 |  | Mayport-Electric | PWD MAYPORT
MAYPOR-EL | UMA654L00351 | UEM,Support Structure, UPL-970, Pole, Wood | J10 - Electric Utilities | J1030 - Distribution | J1030120 - Support Structures | 1 | EA | 1/1/1980 00:00:00 |  | Mayport-Electric | PWD MAYPORT
MAYPOR-EL | UMA654L00442 | UEM,Support Structure, UPL-972, Pole, Concrete | J10 - Electric Utilities | J1030 - Distribution | J1030120 - Support Structures | 1 | EA | 1/1/1980 00:00:00 |  | Mayport-Electric | PWD MAYPORT
MAYPOR-EL | UMA654L00350 | UEM,Support Structure, UPL-974-A, Pole, Wood | J10 - Electric Utilities | J1030 - Distribution | J1030120 - Support Structures | 1 | EA | 1/1/1980 00:00:00 |  | Mayport-Electric | PWD MAYPORT
MAYPOR-EL | UMA654L00349 | UEM,Support Structure, UPL-974-B, Pole, Wood | J10 - Electric Utilities | J1030 - Distribution | J1030120 - Support Structures | 1 | EA | 1/1/1980 00:00:00 |  | Mayport-Electric | PWD MAYPORT
MAYPOR-EL | UMA433000069 | SURFACE STRUCTURE, POLE-2963 | J10 - Electric Utilities | J1030 - Distribution | J1030120 - Support Structures | 1 | EA | 1/2/1900 00:00:00 | EAST SIDE OF MAYPORT ROAD ACROSS STREET FROM MAIN SUBSTATION | Mayport-Electric | PWD MAYPORT
MAYPOR-EL | UMA433000070 | SURFACE STRUCTURE, POLE-2978 | J10 - Electric Utilities | J1030 - Distribution | J1030120 - Support Structures | 1 | EA | 1/1/1998 00:00:00 | southeast corner of main substation | Mayport-Electric | PWD MAYPORT
MAYPOR-EL | UMA433000071 | SURFACE STRUCTURE, POLE-2984 | J10 - Electric Utilities | J1030 - Distribution | J1030120 - Support Structures | 1 | EA | 1/1/1998 00:00:00 | inside fence of main substation; southeast side in front of JEA main meter box/592 | Mayport-Electric | PWD MAYPORT
MAYPOR-EL | UMA433000072 | SURFACE STRUCTURE, POLE-2988 | J10 - Electric Utilities | J1030 - Distribution | J1030120 - Support Structures | 1 | EA | 1/1/1998 00:00:00 | main sub station; G1444 | Mayport-Electric | PWD MAYPORT
MAYPOR-EL | UMA433000073 | SURFACE STRUCTURE, POLE-2992 | J10 - Electric Utilities | J1030 - Distribution | J1030120 - Support Structures | 1 | EA | 1/1/1998 00:00:00 | immediately west of pole-2988 | Mayport-Electric | PWD MAYPORT
MAYPOR-EL | UMA433000074 | SURFACE STRUCTURE, POLE-2996 | J10 - Electric Utilities | J1030 - Distribution | J1030120 - Support Structures | 1 | EA | 1/1/1998 00:00:00 | main sub station; westernmost concrete pole inside Navy's fence | Mayport-Electric | PWD MAYPORT
MAYPOR-EL | UMA433000075 | SURFACE STRUCTURE, CP-72 | J10 - Electric Utilities | J1030 - Distribution | J1030120 - Support Structures | 1 | EA | 1/1/1981 00:00:00 | 843 ELLISON AVE | Mayport-Electric | PWD MAYPORT
MAYPOR-EL | UMA433000076 | SURFACE STRUCTURE, WP-83 | J10 - Electric Utilities | J1030 - Distribution | J1030120 - Support Structures | 1 | EA | 1/1/1981 00:00:00 | 835/836 EDISON AVE | Mayport-Electric | PWD MAYPORT
MAYPOR-EL | UMA433000077 | SURFACE STRUCTURE, WP-87 | J10 - Electric Utilities | J1030 - Distribution | J1030120 - Support Structures | 1 | EA | 1/1/1981 00:00:00 | SW OF 837 ELLISON AVE | Mayport-Electric | PWD MAYPORT
MAYPOR-EL | UMA433000085 | SURFACE STRUCTURE, POLE-XXXX | J10 - Electric Utilities | J1030 - Distribution | J1030120 - Support Structures | 1 | EA | 1/1/1998 00:00:00 | north middle of main sub station | Mayport-Electric | PWD MAYPORT
MAYPOR-EL | UMA433000086 | SURFACE STRUCTURE, POLE-XXXX | J10 - Electric Utilities | J1030 - Distribution | J1030120 - Support Structures | 1 | EA | 1/1/1998 00:00:00 | north of main sub station | Mayport-Electric | PWD MAYPORT
MAYPOR-EL | UMA433000087 | SURFACE STRUCTURE, POLE-XXXX | J10 - Electric Utilities | J1030 - Distribution | J1030120 - Support Structures | 1 | EA | 1/1/1998 00:00:00 | north of main sub station | Mayport-Electric | PWD MAYPORT
MAYPOR-EL | UMA433000088 | SURFACE STRUCTURE, POLE-2965 | J10 - Electric Utilities | J1030 - Distribution | J1030120 - Support Structures | 1 | EA | 1/1/1998 00:00:00 | east side of mayport rd | Mayport-Electric | PWD MAYPORT
MAYPOR-EL | UMA654L00338 | UEM,Support Structure, UPL-976, Pole, Wood | J10 - Electric Utilities | J1030 - Distribution | J1030120 - Support Structures | 1 | EA | 1/1/1980 00:00:00 |  | Mayport-Electric | PWD MAYPORT
MAYPOR-EL | UMA433000090 | SURFACE STRUCTURE, POLE-2983 | J10 - Electric Utilities | J1030 - Distribution | J1030120 - Support Structures | 1 | EA | 1/1/1998 00:00:00 | east side of mayport rd | Mayport-Electric | PWD MAYPORT
MAYPOR-EL | UMA433000091 | SURFACE STRUCTURE, POLE-2985 | J10 - Electric Utilities | J1030 - Distribution | J1030120 - Support Structures | 1 | EA | 1/1/1998 00:00:00 | east side of mayport rd | Mayport-Electric | PWD MAYPORT
MAYPOR-EL | UMA433000092 | SURFACE STRUCTURE, POLE-2989 | J10 - Electric Utilities | J1030 - Distribution | J1030120 - Support Structures | 1 | EA | 1/1/1998 00:00:00 | east side of mayport rd | Mayport-Electric | PWD MAYPORT
MAYPOR-EL | UMA433000093 | SURFACE STRUCTURE, POLE-23 | J10 - Electric Utilities | J1030 - Distribution | J1030120 - Support Structures | 1 | EA | 1/1/1998 00:00:00 | east side of mayport rd | Mayport-Electric | PWD MAYPORT
MAYPOR-EL | UMA433000094 | SURFACE STRUCTURE, POLE-27 | J10 - Electric Utilities | J1030 - Distribution | J1030120 - Support Structures | 1 | EA | 1/1/1998 00:00:00 | east side of mayport rd | Mayport-Electric | PWD MAYPORT
MAYPOR-EL | UMA433000095 | SURFACE STRUCTURE, POLE-31 | J10 - Electric Utilities | J1030 - Distribution | J1030120 - Support Structures | 1 | EA | 1/1/1998 00:00:00 | east side of mayport rd | Mayport-Electric | PWD MAYPORT
MAYPOR-EL | UMA433000096 | SURFACE STRUCTURE, POLE-39 | J10 - Electric Utilities | J1030 - Distribution | J1030120 - Support Structures | 1 | EA | 1/1/1998 00:00:00 | east side of mayport rd | Mayport-Electric | PWD MAYPORT
MAYPOR-EL | UMA433000097 | SURFACE STRUCTURE, CP-68 | J10 - Electric Utilities | J1030 - Distribution | J1030120 - Support Structures | 1 | EA | 1/1/1998 00:00:00 | moale ave, n of 827 | Mayport-Electric | PWD MAYPORT
MAYPOR-EL | UMA433000098 | SURFACE STRUCTURE, CP-76 | J10 - Electric Utilities | J1030 - Distribution | J1030120 - Support Structures | 1 | EA | 1/1/1998 00:00:00 | moale ave, n of 831 | Mayport-Electric | PWD MAYPORT
MAYPOR-EL | UMA433000099 | SURFACE STRUCTURE, CP-36 | J10 - Electric Utilities | J1030 - Distribution | J1030120 - Support Structures | 1 | EA | 1/1/1998 00:00:00 | moale ave, n of 1434 | Mayport-Electric | PWD MAYPORT
MAYPOR-EL | UMA433000101 | SURFACE STRUCTURE, CP-44 | J10 - Electric Utilities | J1030 - Distribution | J1030120 - Support Structures | 1 | EA | 1/1/1998 00:00:00 | moale ave, n of 819 | Mayport-Electric | PWD MAYPORT
MAYPOR-EL | UMA433000102 | SURFACE STRUCTURE, WP-55 | J10 - Electric Utilities | J1030 - Distribution | J1030120 - Support Structures | 1 | EA | 1/1/1998 00:00:00 | 821 EDISON AVE | Mayport-Electric | PWD MAYPORT
MAYPOR-EL | UMA433000103 | SURFACE STRUCTURE, CP-10 | J10 - Electric Utilities | J1030 - Distribution | J1030120 - Support Structures | 1 | EA | 1/1/1998 00:00:00 | 822 EDISON CIR E | Mayport-Electric | PWD MAYPORT
MAYPOR-EL | UMA433000104 | SURFACE STRUCTURE, CP-15 | J10 - Electric Utilities | J1030 - Distribution | J1030120 - Support Structures | 1 | EA | 1/1/1998 00:00:00 | 824 EDISON CIR E | Mayport-Electric | PWD MAYPORT
MAYPOR-EL | UMA433000105 | SURFACE STRUCTURE, CP-43 | J10 - Electric Utilities | J1030 - Distribution | J1030120 - Support Structures | 1 | EA | 1/1/1981 00:00:00 | on east side of main gate entrance | Mayport-Electric | PWD MAYPORT
MAYPOR-EL | UMA433000107 | SURFACE STRUCTURE, WP-XXX | J10 - Electric Utilities | J1030 - Distribution | J1030120 - Support Structures | 1 | EA | 1/1/1981 00:00:00 | 809 EDISON AVE | Mayport-Electric | PWD MAYPORT
MAYPOR-EL | UMA433000109 | SURFACE STRUCTURE, CP-16 | J10 - Electric Utilities | J1030 - Distribution | J1030120 - Support Structures | 1 | EA | 1/1/1981 00:00:00 | 814 EDISON CIR W | Mayport-Electric | PWD MAYPORT
MAYPOR-EL | UMA433000110 | SURFACE STRUCTURE, CP-47 | J10 - Electric Utilities | J1030 - Distribution | J1030120 - Support Structures | 1 | EA | 1/1/1981 00:00:00 | southwest of bldg 1591 | Mayport-Electric | PWD MAYPORT
MAYPOR-EL | UMA433000114 | SURFACE STRUCTURE, CP-51 | J10 - Electric Utilities | J1030 - Distribution | J1030120 - Support Structures | 1 | EA | 1/1/1981 00:00:00 | northwest of bldg 1591 | Mayport-Electric | PWD MAYPORT
MAYPOR-EL | UMA433000115 | SURFACE STRUCTURE, CP-55 | J10 - Electric Utilities | J1030 - Distribution | J1030120 - Support Structures | 1 | EA | 1/1/1981 00:00:00 | east side of maine st at guard shack 1962 | Mayport-Electric | PWD MAYPORT
MAYPOR-EL | UMA433000116 | SURFACE STRUCTURE, CP-59 | J10 - Electric Utilities | J1030 - Distribution | J1030120 - Support Structures | 1 | EA | 1/1/1981 00:00:00 | east side of maine st | Mayport-Electric | PWD MAYPORT
MAYPOR-EL | UMA433000117 | SURFACE STRUCTURE, CP-63 | J10 - Electric Utilities | J1030 - Distribution | J1030120 - Support Structures | 1 | EA | 1/1/1981 00:00:00 | east side of maine st | Mayport-Electric | PWD MAYPORT
MAYPOR-EL | UMA433000118 | SURFACE STRUCTURE, CP-4 | J10 - Electric Utilities | J1030 - Distribution | J1030120 - Support Structures | 1 | EA | 1/1/1981 00:00:00 | 1st pole after taking right on moale | Mayport-Electric | PWD MAYPORT
MAYPOR-EL | UMA433000119 | SURFACE STRUCTURE, CP-87 | J10 - Electric Utilities | J1030 - Distribution | J1030120 - Support Structures | 1 | EA | 1/1/1981 00:00:00 | at intersection of maine/moale on east side | Mayport-Electric | PWD MAYPORT
MAYPOR-EL | UMA433000120 | SURFACE STRUCTURE, CP-83 | J10 - Electric Utilities | J1030 - Distribution | J1030120 - Support Structures | 1 | EA | 1/1/1981 00:00:00 | adjacent to southwest corner of dog training yard | Mayport-Electric | PWD MAYPORT
MAYPOR-EL | UMA433000121 | SURFACE STRUCTURE, CP-81 | J10 - Electric Utilities | J1030 - Distribution | J1030120 - Support Structures | 1 | EA | 1/1/1981 00:00:00 | across street from NEX | Mayport-Electric | PWD MAYPORT
MAYPOR-EL | UMA433000123 | SURFACE STRUCTURE, WP-72 | J10 - Electric Utilities | J1030 - Distribution | J1030120 - Support Structures | 1 | EA | 1/1/1981 00:00:00 | southeast of NEX car wash | Mayport-Electric | PWD MAYPORT
MAYPOR-EL | UMA433000124 | SURFACE STRUCTURE, WP-76 | J10 - Electric Utilities | J1030 - Distribution | J1030120 - Support Structures | 1 | EA | 1/1/2009 00:00:00 | east of NEX car wash on same side of maine st | Mayport-Electric | PWD MAYPORT
MAYPOR-EL | UMA433000125 | SURFACE STRUCTURE, CP-13 | J10 - Electric Utilities | J1030 - Distribution | J1030120 - Support Structures | 1 | EA | 1/1/1977 00:00:00 | north side of Manley | Mayport-Electric | PWD MAYPORT
MAYPOR-EL | UMA433000126 | SURFACE STRUCTURE, CP-10 | J10 - Electric Utilities | J1030 - Distribution | J1030120 - Support Structures | 1 | EA | 1/1/1977 00:00:00 | south side of Manley | Mayport-Electric | PWD MAYPORT
MAYPOR-EL | UMA433000127 | SURFACE STRUCTURE, CP-185 | J10 - Electric Utilities | J1030 - Distribution | J1030120 - Support Structures | 1 | EA | 1/1/1977 00:00:00 | east side of maine st across from fire station; south of c/b regulating station | Mayport-Electric | PWD MAYPORT
MAYPOR-EL | UMA433000128 | SURFACE STRUCTURE, CP-180 | J10 - Electric Utilities | J1030 - Distribution | J1030120 - Support Structures | 1 | EA | 1/1/1977 00:00:00 | west dide of maine st before fire station | Mayport-Electric | PWD MAYPORT
MAYPOR-EL | UMA433000129 | SURFACE STRUCTURE, CP-179 | J10 - Electric Utilities | J1030 - Distribution | J1030120 - Support Structures | 1 | EA | 1/1/1980 00:00:00 | turn off road to Manley | Mayport-Electric | PWD MAYPORT
MAYPOR-EL | UMA433000130 | SURFACE STRUCTURE, CP-176 | J10 - Electric Utilities | J1030 - Distribution | J1030120 - Support Structures | 1 | EA | 1/1/1977 00:00:00 | on west side of Maine just before road split to Manley | Mayport-Electric | PWD MAYPORT
MAYPOR-EL | UMA433000131 | SURFACE STRUCTURE, CP-172 | J10 - Electric Utilities | J1030 - Distribution | J1030120 - Support Structures | 1 | EA | 1/1/1977 00:00:00 | west side of Maine st, just after Massey | Mayport-Electric | PWD MAYPORT
MAYPOR-EL | UMA433000132 | SURFACE STRUCTURE, CP-168 | J10 - Electric Utilities | J1030 - Distribution | J1030120 - Support Structures | 1 | EA | 1/1/1982 00:00:00 | west side of new maine st at massey | Mayport-Electric | PWD MAYPORT
MAYPOR-EL | UMA433000133 | SURFACE STRUCTURE, CP-164 | J10 - Electric Utilities | J1030 - Distribution | J1030120 - Support Structures | 1 | EA | 1/1/1982 00:00:00 | west side of new maine, just before massey | Mayport-Electric | PWD MAYPORT
MAYPOR-EL | UMA433000134 | SURFACE STRUCTURE, WP-XXX | J10 - Electric Utilities | J1030 - Distribution | J1030120 - Support Structures | 1 | EA | 1/1/2009 00:00:00 | 1st pole on right after turning east on Massey | Mayport-Electric | PWD MAYPORT
MAYPOR-EL | UMA433000135 | SURFACE STRUCTURE, CP-10XXXX | J10 - Electric Utilities | J1030 - Distribution | J1030120 - Support Structures | 1 | EA | 1/1/1981 00:00:00 | adjacent to sewer lift station 1233 on south side of Massey | Mayport-Electric | PWD MAYPORT
MAYPOR-EL | UMA433000136 | SURFACE STRUCTURE, CP-15 | J10 - Electric Utilities | J1030 - Distribution | J1030120 - Support Structures | 1 | EA | 1/1/1978 00:00:00 | north side of Massey, next to Bldg 1430 | Mayport-Electric | PWD MAYPORT
MAYPOR-EL | UMA654L00429 | UEM,Support Structure, UPL-978, Pole, Concrete | J10 - Electric Utilities | J1030 - Distribution | J1030120 - Support Structures | 1 | EA | 1/1/1980 00:00:00 |  | Mayport-Electric | PWD MAYPORT
MAYPOR-EL | UMA433000138 | SURFACE STRUCTURE, CP-26 | J10 - Electric Utilities | J1030 - Distribution | J1030120 - Support Structures | 1 | EA | 1/1/1978 00:00:00 | south side of Massey, next to Tank 1908 | Mayport-Electric | PWD MAYPORT
MAYPOR-EL | UMA433000139 | SURFACE STRUCTURE, CP-36 | J10 - Electric Utilities | J1030 - Distribution | J1030120 - Support Structures | 1 | EA | 1/1/1981 00:00:00 | south side of massey, next to bldg 496 | Mayport-Electric | PWD MAYPORT
MAYPOR-EL | UMA654L00307 | UEM,Support Structure, UPL-980, Pole, Wood | J10 - Electric Utilities | J1030 - Distribution | J1030120 - Support Structures | 1 | EA | 1/1/1980 00:00:00 |  | Mayport-Electric | PWD MAYPORT
MAYPOR-EL | UMA654L00295 | UEM,Support Structure, UPL-982, Pole, Wood | J10 - Electric Utilities | J1030 - Distribution | J1030120 - Support Structures | 1 | EA | 1/1/1980 00:00:00 |  | Mayport-Electric | PWD MAYPORT
MAYPOR-EL | UMA654L00306 | UEM,Support Structure, UPL-984, Pole, Wood | J10 - Electric Utilities | J1030 - Distribution | J1030120 - Support Structures | 1 | EA | 1/1/1980 00:00:00 |  | Mayport-Electric | PWD MAYPORT
MAYPOR-EL | UMA654L00428 | UEM,Support Structure, UPL-986, Pole, Concrete | J10 - Electric Utilities | J1030 - Distribution | J1030120 - Support Structures | 1 | EA | 1/1/1980 00:00:00 |  | Mayport-Electric | PWD MAYPORT
MAYPOR-EL | UMA654L00305 | UEM,Support Structure, UPL-988, Pole, Wood | J10 - Electric Utilities | J1030 - Distribution | J1030120 - Support Structures | 1 | EA | 1/1/1980 00:00:00 |  | Mayport-Electric | PWD MAYPORT
MAYPOR-EL | UMA433000145 | SURFACE STRUCTURE, CP-161 | J10 - Electric Utilities | J1030 - Distribution | J1030120 - Support Structures | 1 | EA | 1/1/1982 00:00:00 | south of DUPLICATE CP-10 - XXXXXXX | Mayport-Electric | PWD MAYPORT
MAYPOR-EL | UMA433000146 | SURFACE STRUCTURE, CP-160 | J10 - Electric Utilities | J1030 - Distribution | J1030120 - Support Structures | 1 | EA | 1/1/1981 00:00:00 | west side of new maine st, next to north end of golf course parking lot | Mayport-Electric | PWD MAYPORT
MAYPOR-EL | UMA433000147 | SURFACE STRUCTURE, CP-163 | J10 - Electric Utilities | J1030 - Distribution | J1030120 - Support Structures | 1 | EA | 1/1/1982 00:00:00 | east side of new maine st; pole used to carry overhead from pole CP-xx to feed transformer 349 | Mayport-Electric | PWD MAYPORT
MAYPOR-EL | UMA654L00427 | UEM,Support Structure, UPL-990, Pole, Concrete | J10 - Electric Utilities | J1030 - Distribution | J1030120 - Support Structures | 1 | EA | 1/1/1980 00:00:00 |  | Mayport-Electric | PWD MAYPORT
MAYPOR-EL | UMA654L00254 | UEM,Support Structure,UPL-308, Pole, Wood | J10 - Electric Utilities | J1030 - Distribution | J1030120 - Support Structures | 1 | EA | 1/1/1980 00:00:00 |  | Mayport-Electric | PWD MAYPORT
MAYPOR-EL | UMA433000150 | SURFACE STRUCTURE, CP-139 | J10 - Electric Utilities | J1030 - Distribution | J1030120 - Support Structures | 1 | EA | 1/1/1981 00:00:00 | adjacent to transformer 349; north side of dirt road | Mayport-Electric | PWD MAYPORT
MAYPOR-EL | UMA433000151 | SURFACE STRUCTURE, WP-192 | J10 - Electric Utilities | J1030 - Distribution | J1030120 - Support Structures | 1 | EA | 1/1/1981 00:00:00 | east side of new maine st, across from bogey's | Mayport-Electric | PWD MAYPORT
MAYPOR-EL | UMA433000152 | SURFACE STRUCTURE, CP-123 | J10 - Electric Utilities | J1030 - Distribution | J1030120 - Support Structures | 1 | EA | 1/1/1982 00:00:00 | east side of new maine st, across street from bldg 1260 | Mayport-Electric | PWD MAYPORT
MAYPOR-EL | UMA433000153 | SURFACE STRUCTURE, WP-119 | J10 - Electric Utilities | J1030 - Distribution | J1030120 - Support Structures | 1 | EA | 1/1/1977 00:00:00 | east side of new maine st, across street from WP-120 | Mayport-Electric | PWD MAYPORT
MAYPOR-EL | UMA433000154 | SURFACE STRUCTURE, CP-109 | J10 - Electric Utilities | J1030 - Distribution | J1030120 - Support Structures | 1 | EA | 1/1/1982 00:00:00 | east side of new maine st, 2nd poleafter Moale Ave | Mayport-Electric | PWD MAYPORT
MAYPOR-EL | UMA433000155 | SURFACE STRUCTURE, CP-97 | J10 - Electric Utilities | J1030 - Distribution | J1030120 - Support Structures | 1 | EA | 1/1/1981 00:00:00 | east side of new maine st, 1st pole past Moale | Mayport-Electric | PWD MAYPORT
MAYPOR-EL | UMA433000156 | SURFACE STRUCTURE, WP-134 | J10 - Electric Utilities | J1030 - Distribution | J1030120 - Support Structures | 1 | EA | 1/1/1981 00:00:00 | west side of new maine st, next to bogey's parking lot | Mayport-Electric | PWD MAYPORT
MAYPOR-EL | UMA433000157 | SURFACE STRUCTURE, CP-88 | J10 - Electric Utilities | J1030 - Distribution | J1030120 - Support Structures | 1 | EA | 1/1/1981 00:00:00 | west side of new maine, next to water well 4D/1463 | Mayport-Electric | PWD MAYPORT
MAYPOR-EL | UMA433000158 | SURFACE STRUCTURE, WP-86 | J10 - Electric Utilities | J1030 - Distribution | J1030120 - Support Structures | 1 | EA | 1/1/1981 00:00:00 | west side of new maine st, just east of CP-88 | Mayport-Electric | PWD MAYPORT
MAYPOR-EL | UMA433000159 | SURFACE STRUCTURE, WP-82 | J10 - Electric Utilities | J1030 - Distribution | J1030120 - Support Structures | 1 | EA | 1/1/1981 00:00:00 | west side of new maine next to covered shed at gas pumps | Mayport-Electric | PWD MAYPORT
MAYPOR-EL | UMA433000160 | SURFACE STRUCTURE, WP-88 | J10 - Electric Utilities | J1030 - Distribution | J1030120 - Support Structures | 1 | EA | 1/1/2009 00:00:00 | west side of new maine st, just after Moale intersection | Mayport-Electric | PWD MAYPORT
MAYPOR-EL | UMA433000161 | SURFACE STRUCTURE, WP-96 | J10 - Electric Utilities | J1030 - Distribution | J1030120 - Support Structures | 1 | EA | 1/1/2009 00:00:00 | west side of new maine st, next pole north of pole WP-88 | Mayport-Electric | PWD MAYPORT
MAYPOR-EL | UMA433000162 | SURFACE STRUCTURE, WP-112 | J10 - Electric Utilities | J1030 - Distribution | J1030120 - Support Structures | 1 | EA | 1/1/1981 00:00:00 | west side of new maine st, just south of bldg 1260 | Mayport-Electric | PWD MAYPORT
MAYPOR-EL | UMA433000163 | SURFACE STRUCTURE, WP-120 | J10 - Electric Utilities | J1030 - Distribution | J1030120 - Support Structures | 1 | EA | 1/1/1981 00:00:00 | west side of new maine st, immediately south of bldg 1260 | Mayport-Electric | PWD MAYPORT
MAYPOR-EL | UMA433000164 | SURFACE STRUCTURE, WP-20A | J10 - Electric Utilities | J1030 - Distribution | J1030120 - Support Structures | 1 | EA | 1/1/1981 00:00:00 | se corner of b289 | Mayport-Electric | PWD MAYPORT
MAYPOR-EL | UMA433000165 | SURFACE STRUCTURE, WP-20B | J10 - Electric Utilities | J1030 - Distribution | J1030120 - Support Structures | 1 | EA | 1/1/1981 00:00:00 | ne corner of b289 | Mayport-Electric | PWD MAYPORT
MAYPOR-EL | UMA433000168 | SURFACE STRUCTURE, CP-130 | J10 - Electric Utilities | J1030 - Distribution | J1030120 - Support Structures | 1 | EA | 1/1/1981 00:00:00 | west side og new maine st, next to bldg 1981 | Mayport-Electric | PWD MAYPORT
MAYPOR-EL | UMA433000169 | SURFACE STRUCTURE, CP-28 | J10 - Electric Utilities | J1030 - Distribution | J1030120 - Support Structures | 1 | EA | 1/1/1981 00:00:00 | moale ave, n of 817 | Mayport-Electric | PWD MAYPORT
MAYPOR-EL | UMA433000170 | SURFACE STRUCTURE, CP-12 | J10 - Electric Utilities | J1030 - Distribution | J1030120 - Support Structures | 1 | EA | 1/1/1981 00:00:00 | moale and everglades | Mayport-Electric | PWD MAYPORT
MAYPOR-EL | UMA433000171 | SURFACE STRUCTURE, CP-2 | J10 - Electric Utilities | J1030 - Distribution | J1030120 - Support Structures | 1 | EA | 1/1/1981 00:00:00 | 700 everglades | Mayport-Electric | PWD MAYPORT
MAYPOR-EL | UMA433000172 | SURFACE STRUCTURE, CP-20 | J10 - Electric Utilities | J1030 - Distribution | J1030120 - Support Structures | 1 | EA | 1/1/1981 00:00:00 | moale ave, n of 809 | Mayport-Electric | PWD MAYPORT
MAYPOR-EL | UMA433000173 | SURFACE STRUCTURE, CP-15 | J10 - Electric Utilities | J1030 - Distribution | J1030120 - Support Structures | 1 | EA | 1/1/1981 00:00:00 | 815 EDISON CIR W-N | Mayport-Electric | PWD MAYPORT
MAYPOR-EL | UMA433000174 | SURFACE STRUCTURE, WP-6 | J10 - Electric Utilities | J1030 - Distribution | J1030120 - Support Structures | 1 | EA | 1/1/1981 00:00:00 | 702 everglades | Mayport-Electric | PWD MAYPORT
MAYPOR-EL | UMA433000175 | SURFACE STRUCTURE, WP-10 | J10 - Electric Utilities | J1030 - Distribution | J1030120 - Support Structures | 1 | EA | 1/1/1981 00:00:00 | 704 everglades | Mayport-Electric | PWD MAYPORT
MAYPOR-EL | UMA433000176 | SURFACE STRUCTURE, CP-8 | J10 - Electric Utilities | J1030 - Distribution | J1030120 - Support Structures | 1 | EA | 1/1/1981 00:00:00 | 811 EDISON CIR W | Mayport-Electric | PWD MAYPORT
MAYPOR-EL | UMA433000177 | SURFACE STRUCTURE, WP-14 | J10 - Electric Utilities | J1030 - Distribution | J1030120 - Support Structures | 1 | EA | 1/1/1981 00:00:00 | everglades st/everglades ct | Mayport-Electric | PWD MAYPORT
MAYPOR-EL | UMA433000178 | SURFACE STRUCTURE, CP-15 | J10 - Electric Utilities | J1030 - Distribution | J1030120 - Support Structures | 1 | EA | 1/1/1981 00:00:00 | 711 everglades | Mayport-Electric | PWD MAYPORT
MAYPOR-EL | UMA433000179 | SURFACE STRUCTURE, WP-XX | J10 - Electric Utilities | J1030 - Distribution | J1030120 - Support Structures | 1 | EA | 1/1/1981 00:00:00 | 707 everglades ct | Mayport-Electric | PWD MAYPORT
MAYPOR-EL | UMA433000180 | SURFACE STRUCTURE, WP-79 | J10 - Electric Utilities | J1030 - Distribution | J1030120 - Support Structures | 1 | EA | 1/1/1981 00:00:00 | 831/833 EDISON AVE | Mayport-Electric | PWD MAYPORT
MAYPOR-EL | UMA433000181 | SURFACE STRUCTURE, CP-8 | J10 - Electric Utilities | J1030 - Distribution | J1030120 - Support Structures | 1 | EA | 1/1/1982 00:00:00 | 709b everglades ct | Mayport-Electric | PWD MAYPORT
MAYPOR-EL | UMA433000182 | SURFACE STRUCTURE, WP-6 | J10 - Electric Utilities | J1030 - Distribution | J1030120 - Support Structures | 1 | EA | 1/1/1981 00:00:00 | 709A everglades ct | Mayport-Electric | PWD MAYPORT
MAYPOR-EL | UMA433000183 | SURFACE STRUCTURE, CP-5 | J10 - Electric Utilities | J1030 - Distribution | J1030120 - Support Structures | 1 | EA | 1/1/1982 00:00:00 | 708A everglades ct | Mayport-Electric | PWD MAYPORT
MAYPOR-EL | UMA433000184 | SURFACE STRUCTURE, WP-18 | J10 - Electric Utilities | J1030 - Distribution | J1030120 - Support Structures | 1 | EA | 1/1/1981 00:00:00 | gate at stormwater ditch off everglades st | Mayport-Electric | PWD MAYPORT
MAYPOR-EL | UMA433000185 | SURFACE STRUCTURE, WP-12 | J10 - Electric Utilities | J1030 - Distribution | J1030120 - Support Structures | 1 | EA | 1/1/1981 00:00:00 | everglades st/eversole ave | Mayport-Electric | PWD MAYPORT
MAYPOR-EL | UMA433000186 | SURFACE STRUCTURE, WP-9 | J10 - Electric Utilities | J1030 - Distribution | J1030120 - Support Structures | 1 | EA | 1/1/1981 00:00:00 | 803 eversole ave | Mayport-Electric | PWD MAYPORT
MAYPOR-EL | UMA433000187 | SURFACE STRUCTURE, CP-5 | J10 - Electric Utilities | J1030 - Distribution | J1030120 - Support Structures | 1 | EA | 1/1/1981 00:00:00 | 805A/807B eversole ave | Mayport-Electric | PWD MAYPORT
MAYPOR-EL | UMA433000188 | SURFACE STRUCTURE, WP-1 | J10 - Electric Utilities | J1030 - Distribution | J1030120 - Support Structures | 1 | EA | 1/1/1981 00:00:00 | 807A eversole ave | Mayport-Electric | PWD MAYPORT
MAYPOR-EL | UMA433000189 | SURFACE STRUCTURE, WP-2 | J10 - Electric Utilities | J1030 - Distribution | J1030120 - Support Structures | 1 | EA | 1/1/1981 00:00:00 | 806 eversole ave | Mayport-Electric | PWD MAYPORT
MAYPOR-EL | UMA433000190 | SURFACE STRUCTURE, WP-XXX | J10 - Electric Utilities | J1030 - Distribution | J1030120 - Support Structures | 1 | EA | 1/1/1981 00:00:00 | 825 EDISON CIR E | Mayport-Electric | PWD MAYPORT
MAYPOR-EL | UMA433000191 | SURFACE STRUCTURE, CP-26 | J10 - Electric Utilities | J1030 - Distribution | J1030120 - Support Structures | 1 | EA | 1/1/1975 00:00:00 | 712 everglades st | Mayport-Electric | PWD MAYPORT
MAYPOR-EL | UMA433000192 | SURFACE STRUCTURE, WP-XX | J10 - Electric Utilities | J1030 - Distribution | J1030120 - Support Structures | 1 | EA | 1/1/2002 00:00:00 | everglades st/everglades ct | Mayport-Electric | PWD MAYPORT
MAYPOR-EL | UMA433000193 | SURFACE STRUCTURE, CP-77 | J10 - Electric Utilities | J1030 - Distribution | J1030120 - Support Structures | 1 | EA | 1/1/1981 00:00:00 | 841 ELLISON AVE | Mayport-Electric | PWD MAYPORT
MAYPOR-EL | UMA433000194 | SURFACE STRUCTURE, WP-34 | J10 - Electric Utilities | J1030 - Distribution | J1030120 - Support Structures | 1 | EA | 1/1/2002 00:00:00 | 716/718 everglades st | Mayport-Electric | PWD MAYPORT
MAYPOR-EL | UMA433000195 | SURFACE STRUCTURE, CP-38 | J10 - Electric Utilities | J1030 - Distribution | J1030120 - Support Structures | 1 | EA | 1/1/1982 00:00:00 | 718A everglades st | Mayport-Electric | PWD MAYPORT
MAYPOR-EL | UMA433000196 | SURFACE STRUCTURE, WP-4 | J10 - Electric Utilities | J1030 - Distribution | J1030120 - Support Structures | 1 | EA | 1/1/1981 00:00:00 | 727B everglades cir n | Mayport-Electric | PWD MAYPORT
MAYPOR-EL | UMA433000197 | SURFACE STRUCTURE, WP-53 | J10 - Electric Utilities | J1030 - Distribution | J1030120 - Support Structures | 1 | EA | 1/1/1981 00:00:00 | 823 EDISON CIR E | Mayport-Electric | PWD MAYPORT
MAYPOR-EL | UMA433000198 | SURFACE STRUCTURE, CP-52 | J10 - Electric Utilities | J1030 - Distribution | J1030120 - Support Structures | 1 | EA | 1/1/1981 00:00:00 | moale ave, nw of 821 | Mayport-Electric | PWD MAYPORT
MAYPOR-EL | UMA433000199 | SURFACE STRUCTURE, CP-5 | J10 - Electric Utilities | J1030 - Distribution | J1030120 - Support Structures | 1 | EA | 1/1/1975 00:00:00 | 726B everglades cir n | Mayport-Electric | PWD MAYPORT
MAYPOR-EL | UMA433000200 | SURFACE STRUCTURE, WP-8 | J10 - Electric Utilities | J1030 - Distribution | J1030120 - Support Structures | 1 | EA | 1/1/2002 00:00:00 | 723B everglades cir n | Mayport-Electric | PWD MAYPORT
MAYPOR-EL | UMA433000201 | SURFACE STRUCTURE, WP-6 | J10 - Electric Utilities | J1030 - Distribution | J1030120 - Support Structures | 1 | EA | 1/1/1981 00:00:00 | 727A everglades cir n | Mayport-Electric | PWD MAYPORT
MAYPOR-EL | UMA433000202 | SURFACE STRUCTURE, CP-42 | J10 - Electric Utilities | J1030 - Distribution | J1030120 - Support Structures | 1 | EA | 1/1/1980 00:00:00 | everglades st/everglades cir n | Mayport-Electric | PWD MAYPORT
MAYPOR-EL | UMA433000203 | SURFACE STRUCTURE, CP-10 | J10 - Electric Utilities | J1030 - Distribution | J1030120 - Support Structures | 1 | EA | 1/1/1975 00:00:00 | 721 everglades cir n | Mayport-Electric | PWD MAYPORT
MAYPOR-EL | UMA433000204 | SURFACE STRUCTURE, WP-29 | J10 - Electric Utilities | J1030 - Distribution | J1030120 - Support Structures | 1 | EA | 1/1/1975 00:00:00 | 817 EDISON AVE | Mayport-Electric | PWD MAYPORT
MAYPOR-EL | UMA433000205 | SURFACE STRUCTURE, CP-18 | J10 - Electric Utilities | J1030 - Distribution | J1030120 - Support Structures | 1 | EA | 1/1/1975 00:00:00 | 815 EDISON CIR W-S | Mayport-Electric | PWD MAYPORT
MAYPOR-EL | UMA433000207 | SURFACE STRUCTURE, WP-45 | J10 - Electric Utilities | J1030 - Distribution | J1030120 - Support Structures | 1 | EA | 1/1/1981 00:00:00 | 819 EDISON AVE | Mayport-Electric | PWD MAYPORT
MAYPOR-EL | UMA433000208 | SURFACE STRUCTURE, CP-12 | J10 - Electric Utilities | J1030 - Distribution | J1030120 - Support Structures | 1 | EA | 1/1/1981 00:00:00 | 824 EDISON CIR E | Mayport-Electric | PWD MAYPORT
MAYPOR-EL | UMA433000209 | SURFACE STRUCTURE, WP-12 | J10 - Electric Utilities | J1030 - Distribution | J1030120 - Support Structures | 1 | EA | 1/1/1981 00:00:00 | 812 EDISON CIR W | Mayport-Electric | PWD MAYPORT
MAYPOR-EL | UMA433000212 | SURFACE STRUCTURE, CP-192 | J10 - Electric Utilities | J1030 - Distribution | J1030120 - Support Structures | 1 | EA | 1/1/1975 00:00:00 | moale ave | Mayport-Electric | PWD MAYPORT
MAYPOR-EL | UMA433000213 | SURFACE STRUCTURE, CP-184 | J10 - Electric Utilities | J1030 - Distribution | J1030120 - Support Structures | 1 | EA | 1/1/1975 00:00:00 | moale ave | Mayport-Electric | PWD MAYPORT
MAYPOR-EL | UMA433000214 | SURFACE STRUCTURE, CP-176 | J10 - Electric Utilities | J1030 - Distribution | J1030120 - Support Structures | 1 | EA | 1/1/1975 00:00:00 | moale ave | Mayport-Electric | PWD MAYPORT
MAYPOR-EL | UMA433000215 | SURFACE STRUCTURE, CP-168 | J10 - Electric Utilities | J1030 - Distribution | J1030120 - Support Structures | 1 | EA | 1/1/1975 00:00:00 | moale ave across from LS 253 | Mayport-Electric | PWD MAYPORT
MAYPOR-EL | UMA433000216 | SURFACE STRUCTURE, CP-162 | J10 - Electric Utilities | J1030 - Distribution | J1030120 - Support Structures | 1 | EA | 1/1/1975 00:00:00 | moale ave | Mayport-Electric | PWD MAYPORT
MAYPOR-EL | UMA433000217 | SURFACE STRUCTURE, WP-160 | J10 - Electric Utilities | J1030 - Distribution | J1030120 - Support Structures | 1 | EA | 1/1/1975 00:00:00 | moale ave | Mayport-Electric | PWD MAYPORT
MAYPOR-EL | UMA433000218 | SURFACE STRUCTURE, CP-158 | J10 - Electric Utilities | J1030 - Distribution | J1030120 - Support Structures | 1 | EA | 1/1/1975 00:00:00 | moale ave | Mayport-Electric | PWD MAYPORT
MAYPOR-EL | UMA433000219 | SURFACE STRUCTURE, CP-148 | J10 - Electric Utilities | J1030 - Distribution | J1030120 - Support Structures | 1 | EA | 1/1/1975 00:00:00 | moale ave | Mayport-Electric | PWD MAYPORT
MAYPOR-EL | UMA433000220 | SURFACE STRUCTURE, CP-165 | J10 - Electric Utilities | J1030 - Distribution | J1030120 - Support Structures | 1 | EA | 1/1/1975 00:00:00 | LS 253 | Mayport-Electric | PWD MAYPORT
MAYPOR-EL | UMA433000221 | SURFACE STRUCTURE, CP-167 | J10 - Electric Utilities | J1030 - Distribution | J1030120 - Support Structures | 1 | EA | 1/1/1975 00:00:00 | LS 253 | Mayport-Electric | PWD MAYPORT
MAYPOR-EL | UMA433000222 | SURFACE STRUCTURE, CP-132 | J10 - Electric Utilities | J1030 - Distribution | J1030120 - Support Structures | 1 | EA | 1/1/1975 00:00:00 | moale ave | Mayport-Electric | PWD MAYPORT
MAYPOR-EL | UMA433000223 | SURFACE STRUCTURE, CP-116 | J10 - Electric Utilities | J1030 - Distribution | J1030120 - Support Structures | 1 | EA | 1/1/1975 00:00:00 | moale ave at 373 | Mayport-Electric | PWD MAYPORT
MAYPOR-EL | UMA433000224 | SURFACE STRUCTURE, CP-108 | J10 - Electric Utilities | J1030 - Distribution | J1030120 - Support Structures | 1 | EA | 1/1/1975 00:00:00 | moale ave | Mayport-Electric | PWD MAYPORT
MAYPOR-EL | UMA433000225 | SURFACE STRUCTURE, CP-92 | J10 - Electric Utilities | J1030 - Distribution | J1030120 - Support Structures | 1 | EA | 1/1/1975 00:00:00 | moale ave | Mayport-Electric | PWD MAYPORT
MAYPOR-EL | UMA433000226 | SURFACE STRUCTURE, CP-2 | J10 - Electric Utilities | J1030 - Distribution | J1030120 - Support Structures | 1 | EA | 1/1/1975 00:00:00 | moale ave/england st | Mayport-Electric | PWD MAYPORT
MAYPOR-EL | UMA433000227 | SURFACE STRUCTURE, CP-6 | J10 - Electric Utilities | J1030 - Distribution | J1030120 - Support Structures | 1 | EA | 1/1/1975 00:00:00 | moale ave/england st | Mayport-Electric | PWD MAYPORT
MAYPOR-EL | UMA433000228 | SURFACE STRUCTURE, CP-9 | J10 - Electric Utilities | J1030 - Distribution | J1030120 - Support Structures | 1 | EA | 1/1/1975 00:00:00 | 847 england st | Mayport-Electric | PWD MAYPORT
MAYPOR-EL | UMA433000229 | SURFACE STRUCTURE, CP-10 | J10 - Electric Utilities | J1030 - Distribution | J1030120 - Support Structures | 1 | EA | 1/1/1975 00:00:00 | england st/ellison ave | Mayport-Electric | PWD MAYPORT
MAYPOR-EL | UMA433000230 | SURFACE STRUCTURE, CP-14 | J10 - Electric Utilities | J1030 - Distribution | J1030120 - Support Structures | 1 | EA | 1/1/1975 00:00:00 | 848 england | Mayport-Electric | PWD MAYPORT
MAYPOR-EL | UMA433000231 | SURFACE STRUCTURE, CP-18 | J10 - Electric Utilities | J1030 - Distribution | J1030120 - Support Structures | 1 | EA | 1/1/1975 00:00:00 | england st | Mayport-Electric | PWD MAYPORT
MAYPOR-EL | UMA433000232 | SURFACE STRUCTURE, CP-22 | J10 - Electric Utilities | J1030 - Distribution | J1030120 - Support Structures | 1 | EA | 1/1/1975 00:00:00 | england st | Mayport-Electric | PWD MAYPORT
MAYPOR-EL | UMA433000233 | SURFACE STRUCTURE, CP-26 | J10 - Electric Utilities | J1030 - Distribution | J1030120 - Support Structures | 1 | EA | 1/1/1975 00:00:00 | 850 england st | Mayport-Electric | PWD MAYPORT
MAYPOR-EL | UMA433000234 | SURFACE STRUCTURE, CP-29 | J10 - Electric Utilities | J1030 - Distribution | J1030120 - Support Structures | 1 | EA | 1/1/1975 00:00:00 | 853 england st | Mayport-Electric | PWD MAYPORT
MAYPOR-EL | UMA433000235 | SURFACE STRUCTURE, CP-38 | J10 - Electric Utilities | J1030 - Distribution | J1030120 - Support Structures | 1 | EA | 1/1/1975 00:00:00 | 854 england ct east | Mayport-Electric | PWD MAYPORT
MAYPOR-EL | UMA433000236 | SURFACE STRUCTURE, CP-42 | J10 - Electric Utilities | J1030 - Distribution | J1030120 - Support Structures | 1 | EA | 1/1/1975 00:00:00 | 856 england ct east | Mayport-Electric | PWD MAYPORT
MAYPOR-EL | UMA433000237 | SURFACE STRUCTURE, CP-84 | J10 - Electric Utilities | J1030 - Distribution | J1030120 - Support Structures | 1 | EA | 1/1/1975 00:00:00 | moale ave; north of 833 | Mayport-Electric | PWD MAYPORT
MAYPOR-EL | UMA433000238 | SURFACE STRUCTURE, WP-71 | J10 - Electric Utilities | J1030 - Distribution | J1030120 - Support Structures | 1 | EA | 1/1/1975 00:00:00 | 829 EDISON AVE | Mayport-Electric | PWD MAYPORT
MAYPOR-EL | UMA433000239 | SURFACE STRUCTURE, WP-67 | J10 - Electric Utilities | J1030 - Distribution | J1030120 - Support Structures | 1 | EA | 1/1/1975 00:00:00 | 827 EDISON AVE | Mayport-Electric | PWD MAYPORT
MAYPOR-EL | UMA433000240 | SURFACE STRUCTURE, CP-60 | J10 - Electric Utilities | J1030 - Distribution | J1030120 - Support Structures | 1 | EA | 1/1/1998 00:00:00 | moale ave, ne of 821 | Mayport-Electric | PWD MAYPORT
MAYPOR-EL | UMA433000241 | SURFACE STRUCTURE, WP-73 | J10 - Electric Utilities | J1030 - Distribution | J1030120 - Support Structures | 1 | EA | 1/1/1981 00:00:00 | 841/843 ELLISON AVE | Mayport-Electric | PWD MAYPORT
MAYPOR-EL | UMA433000242 | SURFACE STRUCTURE, CP-86 | J10 - Electric Utilities | J1030 - Distribution | J1030120 - Support Structures | 1 | EA | 1/1/1981 00:00:00 | 838/840 ELLISON AVE | Mayport-Electric | PWD MAYPORT
MAYPOR-EL | UMA433000244 | SURFACE STRUCTURE, WP-83 | J10 - Electric Utilities | J1030 - Distribution | J1030120 - Support Structures | 1 | EA | 1/1/1981 00:00:00 | BEHIND - WEST OF - 846 ENGLAND ST | Mayport-Electric | PWD MAYPORT
MAYPOR-EL | UMA433000245 | SURFACE STRUCTURE, WP-97 | J10 - Electric Utilities | J1030 - Distribution | J1030120 - Support Structures | 1 | EA | 1/1/1981 00:00:00 | 837 ELLISON AVE | Mayport-Electric | PWD MAYPORT
MAYPOR-EL | UMA433000247 | SURFACE STRUCTURE, WP-46 | J10 - Electric Utilities | J1030 - Distribution | J1030120 - Support Structures | 1 | EA | 1/1/1981 00:00:00 | 730 EVERGLADES ST | Mayport-Electric | PWD MAYPORT
MAYPOR-EL | UMA433000248 | SURFACE STRUCTURE, CP-50 | J10 - Electric Utilities | J1030 - Distribution | J1030120 - Support Structures | 1 | EA | 1/1/1981 00:00:00 | 730/732 EVERGLADES ST | Mayport-Electric | PWD MAYPORT
MAYPOR-EL | UMA433000249 | SURFACE STRUCTURE, WP-54 | J10 - Electric Utilities | J1030 - Distribution | J1030120 - Support Structures | 1 | EA | 1/1/1981 00:00:00 | 732/734 EVERGLADES ST | Mayport-Electric | PWD MAYPORT
MAYPOR-EL | UMA433000250 | SURFACE STRUCTURE, WP-58 | J10 - Electric Utilities | J1030 - Distribution | J1030120 - Support Structures | 1 | EA | 1/1/1981 00:00:00 | 734/736 EVERGLADES ST | Mayport-Electric | PWD MAYPORT
MAYPOR-EL | UMA433000251 | SURFACE STRUCTURE, WP-62 | J10 - Electric Utilities | J1030 - Distribution | J1030120 - Support Structures | 1 | EA | 1/1/1981 00:00:00 | 736/738 EVERGLADES ST | Mayport-Electric | PWD MAYPORT
MAYPOR-EL | UMA433000252 | SURFACE STRUCTURE, WP-15 | J10 - Electric Utilities | J1030 - Distribution | J1030120 - Support Structures | 1 | EA | 1/1/1981 00:00:00 | 799 EVERSOLE AVE | Mayport-Electric | PWD MAYPORT
MAYPOR-EL | UMA433000253 | SURFACE STRUCTURE, WP-19 | J10 - Electric Utilities | J1030 - Distribution | J1030120 - Support Structures | 1 | EA | 1/1/1981 00:00:00 | 797 EVERSOLE AVE | Mayport-Electric | PWD MAYPORT
MAYPOR-EL | UMA433000254 | SURFACE STRUCTURE, WP-23 | J10 - Electric Utilities | J1030 - Distribution | J1030120 - Support Structures | 1 | EA | 1/1/1981 00:00:00 | 795 EVERSOLE AVE | Mayport-Electric | PWD MAYPORT
MAYPOR-EL | UMA433000255 | SURFACE STRUCTURE, CP-26 | J10 - Electric Utilities | J1030 - Distribution | J1030120 - Support Structures | 1 | EA | 1/1/1981 00:00:00 | 793 EVERSOLE CIR WEST | Mayport-Electric | PWD MAYPORT
MAYPOR-EL | UMA433000256 | SURFACE STRUCTURE, WP-28 | J10 - Electric Utilities | J1030 - Distribution | J1030120 - Support Structures | 1 | EA | 1/1/1981 00:00:00 | 793/794 EVERSOLE CIR WEST | Mayport-Electric | PWD MAYPORT
MAYPOR-EL | UMA433000257 | SURFACE STRUCTURE, WP-29 | J10 - Electric Utilities | J1030 - Distribution | J1030120 - Support Structures | 1 | EA | 1/1/1981 00:00:00 | 792/794 EVERSOLE CIR WEST | Mayport-Electric | PWD MAYPORT
MAYPOR-EL | UMA433000258 | SURFACE STRUCTURE, WP-13 | J10 - Electric Utilities | J1030 - Distribution | J1030120 - Support Structures | 1 | EA | 1/1/1981 00:00:00 | 714 EVERGLADES CT | Mayport-Electric | PWD MAYPORT
MAYPOR-EL | UMA433000259 | SURFACE STRUCTURE, WP-17 | J10 - Electric Utilities | J1030 - Distribution | J1030120 - Support Structures | 1 | EA | 1/1/1981 00:00:00 | 714/715 EVERGLADES CT | Mayport-Electric | PWD MAYPORT
MAYPOR-EL | UMA433000260 | SURFACE STRUCTURE, WP-24 | J10 - Electric Utilities | J1030 - Distribution | J1030120 - Support Structures | 1 | EA | 1/1/2013 00:00:00 | ACROSS FROM 790 EVERSOLR CIR WEST | Mayport-Electric | PWD MAYPORT
MAYPOR-EL | UMA433000261 | SURFACE STRUCTURE, WP-18 | J10 - Electric Utilities | J1030 - Distribution | J1030120 - Support Structures | 1 | EA | 1/1/1981 00:00:00 | 713/715 EVERGLADES CT | Mayport-Electric | PWD MAYPORT
MAYPOR-EL | UMA433000262 | SURFACE STRUCTURE, WP-27 | J10 - Electric Utilities | J1030 - Distribution | J1030120 - Support Structures | 1 | EA | 1/1/1981 00:00:00 | 789 EVERSOLE AVE | Mayport-Electric | PWD MAYPORT
MAYPOR-EL | UMA433000263 | SURFACE STRUCTURE, CP-31 | J10 - Electric Utilities | J1030 - Distribution | J1030120 - Support Structures | 1 | EA | 1/1/1981 00:00:00 | 787 EVERSOLE AVE | Mayport-Electric | PWD MAYPORT
MAYPOR-EL | UMA433000264 | SURFACE STRUCTURE, WP-23 | J10 - Electric Utilities | J1030 - Distribution | J1030120 - Support Structures | 1 | EA | 1/1/1981 00:00:00 | 879 ENTERPRISE ST | Mayport-Electric | PWD MAYPORT
MAYPOR-EL | UMA433000265 | SURFACE STRUCTURE, WP-27 | J10 - Electric Utilities | J1030 - Distribution | J1030120 - Support Structures | 1 | EA | 1/1/2013 00:00:00 | 881 ENTERPRISE ST | Mayport-Electric | PWD MAYPORT
MAYPOR-EL | UMA433000266 | SURFACE STRUCTURE, CP-32 | J10 - Electric Utilities | J1030 - Distribution | J1030120 - Support Structures | 1 | EA | 1/1/1981 00:00:00 | ACROSS STREET FROM 883 ENTERPRISE ST | Mayport-Electric | PWD MAYPORT
MAYPOR-EL | UMA433000267 | SURFACE STRUCTURE, WP-35 | J10 - Electric Utilities | J1030 - Distribution | J1030120 - Support Structures | 1 | EA | 1/1/1981 00:00:00 | SW OF 883 ENTEPRISE ST | Mayport-Electric | PWD MAYPORT
MAYPOR-EL | UMA433000268 | SURFACE STRUCTURE, WP-35 | J10 - Electric Utilities | J1030 - Distribution | J1030120 - Support Structures | 1 | EA | 1/1/1981 00:00:00 | 785 EVERSOLE AVE | Mayport-Electric | PWD MAYPORT
MAYPOR-EL | UMA433000269 | SURFACE STRUCTURE, WP-32 | J10 - Electric Utilities | J1030 - Distribution | J1030120 - Support Structures | 1 | EA | 1/1/1981 00:00:00 | 783/784 EVERSOLE CIR EAST | Mayport-Electric | PWD MAYPORT
MAYPOR-EL | UMA433000270 | SURFACE STRUCTURE, WP-31 | J10 - Electric Utilities | J1030 - Distribution | J1030120 - Support Structures | 1 | EA | 1/1/1981 00:00:00 | 883 ENTERPRISE ST | Mayport-Electric | PWD MAYPORT
MAYPOR-EL | UMA433000271 | SURFACE STRUCTURE, WP-30 | J10 - Electric Utilities | J1030 - Distribution | J1030120 - Support Structures | 1 | EA | 1/1/1981 00:00:00 | 782/784 EVERSOLE CIR EAST | Mayport-Electric | PWD MAYPORT
MAYPOR-EL | UMA433000272 | SURFACE STRUCTURE, CP-27 | J10 - Electric Utilities | J1030 - Distribution | J1030120 - Support Structures | 1 | EA | 1/1/1981 00:00:00 | 782 EVERSOLE CIR EAST | Mayport-Electric | PWD MAYPORT
MAYPOR-EL | UMA433000273 | SURFACE STRUCTURE, CP-23 | J10 - Electric Utilities | J1030 - Distribution | J1030120 - Support Structures | 1 | EA | 1/1/1981 00:00:00 | across street from 781 EVERSOLE CIR EAST | Mayport-Electric | PWD MAYPORT
MAYPOR-EL | UMA433000274 | SURFACE STRUCTURE, CP-39 | J10 - Electric Utilities | J1030 - Distribution | J1030120 - Support Structures | 1 | EA | 1/1/1981 00:00:00 | 779/785 eversole ave | Mayport-Electric | PWD MAYPORT
MAYPOR-EL | UMA433000275 | SURFACE STRUCTURE, WP-43 | J10 - Electric Utilities | J1030 - Distribution | J1030120 - Support Structures | 1 | EA | 1/1/1981 00:00:00 | 777/779 EVERSOLE AVE | Mayport-Electric | PWD MAYPORT
MAYPOR-EL | UMA433000276 | SURFACE STRUCTURE, WP-47 | J10 - Electric Utilities | J1030 - Distribution | J1030120 - Support Structures | 1 | EA | 1/1/2013 00:00:00 | 775 EVERSOLE AVE | Mayport-Electric | PWD MAYPORT
MAYPOR-EL | UMA433000277 | SURFACE STRUCTURE, WP-51 | J10 - Electric Utilities | J1030 - Distribution | J1030120 - Support Structures | 1 | EA | 1/1/1981 00:00:00 | 773 EVERSOLE AVE | Mayport-Electric | PWD MAYPORT
MAYPOR-EL | UMA433000278 | SURFACE STRUCTURE, CP-90 | J10 - Electric Utilities | J1030 - Distribution | J1030120 - Support Structures | 1 | EA | 1/1/1981 00:00:00 | SE OF 773 EVERSOLE AVE ON ENGLAND ST | Mayport-Electric | PWD MAYPORT
MAYPOR-EL | UMA433000279 | SURFACE STRUCTURE, CP-67 | J10 - Electric Utilities | J1030 - Distribution | J1030120 - Support Structures | 1 | EA | 1/1/1981 00:00:00 | S OF 773 EVERSOLE AVE ON ENGLAND ST | Mayport-Electric | PWD MAYPORT
MAYPOR-EL | UMA433000280 | SURFACE STRUCTURE, CP-66 | J10 - Electric Utilities | J1030 - Distribution | J1030120 - Support Structures | 1 | EA | 1/1/1981 00:00:00 | 861 ENGLAND ST | Mayport-Electric | PWD MAYPORT
MAYPOR-EL | UMA433000281 | SURFACE STRUCTURE, CP-138 | J10 - Electric Utilities | J1030 - Distribution | J1030120 - Support Structures | 1 | EA | 1/1/1981 00:00:00 | 772 EVERGLADES ST | Mayport-Electric | PWD MAYPORT
MAYPOR-EL | UMA433000282 | SURFACE STRUCTURE, CP-134 | J10 - Electric Utilities | J1030 - Distribution | J1030120 - Support Structures | 1 | EA | 1/1/1981 00:00:00 | 770 EVERGLADES ST | Mayport-Electric | PWD MAYPORT
MAYPOR-EL | UMA433000283 | SURFACE STRUCTURE, CP-130 | J10 - Electric Utilities | J1030 - Distribution | J1030120 - Support Structures | 1 | EA | 1/1/1981 00:00:00 | 768 EVERGLADES ST | Mayport-Electric | PWD MAYPORT
MAYPOR-EL | UMA433000284 | SURFACE STRUCTURE, WP-126 | J10 - Electric Utilities | J1030 - Distribution | J1030120 - Support Structures | 1 | EA | 1/1/1981 00:00:00 | 764/766 EVERGLADES ST | Mayport-Electric | PWD MAYPORT
MAYPOR-EL | UMA433000285 | SURFACE STRUCTURE, CP-122 | J10 - Electric Utilities | J1030 - Distribution | J1030120 - Support Structures | 1 | EA | 1/1/1981 00:00:00 | 762 EVERGLADES ST | Mayport-Electric | PWD MAYPORT
MAYPOR-EL | UMA433000286 | SURFACE STRUCTURE, WP-118 | J10 - Electric Utilities | J1030 - Distribution | J1030120 - Support Structures | 1 | EA | 1/1/1981 00:00:00 | 760 EVERGLADES ST | Mayport-Electric | PWD MAYPORT
MAYPOR-EL | UMA433000287 | SURFACE STRUCTURE, CP-114 | J10 - Electric Utilities | J1030 - Distribution | J1030120 - Support Structures | 1 | EA | 1/1/1981 00:00:00 | 758 EVERGLADES ST | Mayport-Electric | PWD MAYPORT
MAYPOR-EL | UMA433000288 | SURFACE STRUCTURE, CP-52 | J10 - Electric Utilities | J1030 - Distribution | J1030120 - Support Structures | 1 | EA | 1/1/1981 00:00:00 | 862 ENGLAND ST | Mayport-Electric | PWD MAYPORT
MAYPOR-EL | UMA433000289 | SURFACE STRUCTURE, WP-45 | J10 - Electric Utilities | J1030 - Distribution | J1030120 - Support Structures | 1 | EA | 1/1/1981 00:00:00 | 866 ENGLAND ST | Mayport-Electric | PWD MAYPORT
MAYPOR-EL | UMA433000290 | SURFACE STRUCTURE, WP-40 | J10 - Electric Utilities | J1030 - Distribution | J1030120 - Support Structures | 1 | EA | 1/1/2013 00:00:00 | ENGLAND/ENTERPRISE | Mayport-Electric | PWD MAYPORT
MAYPOR-EL | UMA433000291 | SURFACE STRUCTURE, WP-36 | J10 - Electric Utilities | J1030 - Distribution | J1030120 - Support Structures | 1 | EA | 1/1/1981 00:00:00 | 867 ENGLAND ST | Mayport-Electric | PWD MAYPORT
MAYPOR-EL | UMA433000292 | SURFACE STRUCTURE, WP-35 | J10 - Electric Utilities | J1030 - Distribution | J1030120 - Support Structures | 1 | EA | 1/1/1981 00:00:00 | ACROSS STREET FROM 867 ENGLAND ST | Mayport-Electric | PWD MAYPORT
MAYPOR-EL | UMA433000293 | SURFACE STRUCTURE, WP-31 | J10 - Electric Utilities | J1030 - Distribution | J1030120 - Support Structures | 1 | EA | 1/1/1981 00:00:00 | ACROSS STREET FROM 869 ENGLAND ST | Mayport-Electric | PWD MAYPORT
MAYPOR-EL | UMA433000294 | SURFACE STRUCTURE, CP-27 | J10 - Electric Utilities | J1030 - Distribution | J1030120 - Support Structures | 1 | EA | 1/1/1981 00:00:00 | INTERSECTION OF ENGLAND ST AND ENGLAND CT SOUTH | Mayport-Electric | PWD MAYPORT
MAYPOR-EL | UMA433000295 | SURFACE STRUCTURE, WP-21 | J10 - Electric Utilities | J1030 - Distribution | J1030120 - Support Structures | 1 | EA | 1/1/1981 00:00:00 | ACROSS STREET FROM 877 ENGLAND ST | Mayport-Electric | PWD MAYPORT
MAYPOR-EL | UMA433000296 | SURFACE STRUCTURE, WP-64 | J10 - Electric Utilities | J1030 - Distribution | J1030120 - Support Structures | 1 | EA | 1/1/1981 00:00:00 | 898 ENTERPRISE ST | Mayport-Electric | PWD MAYPORT
MAYPOR-EL | UMA433000297 | SURFACE STRUCTURE, CP-60 | J10 - Electric Utilities | J1030 - Distribution | J1030120 - Support Structures | 1 | EA | 1/1/1981 00:00:00 | 896 ENTERPRISE ST | Mayport-Electric | PWD MAYPORT
MAYPOR-EL | UMA433000298 | SURFACE STRUCTURE, CP-58 | J10 - Electric Utilities | J1030 - Distribution | J1030120 - Support Structures | 1 | EA | 1/1/1981 00:00:00 | 893 ENTERPRISE CT | Mayport-Electric | PWD MAYPORT
MAYPOR-EL | UMA433000299 | SURFACE STRUCTURE, WP-56 | J10 - Electric Utilities | J1030 - Distribution | J1030120 - Support Structures | 1 | EA | 1/1/1981 00:00:00 | 893/894 ENTERPRISE CT | Mayport-Electric | PWD MAYPORT
MAYPOR-EL | UMA433000300 | SURFACE STRUCTURE, WP-55 | J10 - Electric Utilities | J1030 - Distribution | J1030120 - Support Structures | 1 | EA | 1/1/1981 00:00:00 | 892/894 ENTERPRISE CT | Mayport-Electric | PWD MAYPORT
MAYPOR-EL | UMA433000301 | SURFACE STRUCTURE, WP-52 | J10 - Electric Utilities | J1030 - Distribution | J1030120 - Support Structures | 1 | EA | 1/1/2013 00:00:00 | 892 ENTERPRISE CT | Mayport-Electric | PWD MAYPORT
MAYPOR-EL | UMA433000302 | SURFACE STRUCTURE, WP-46 | J10 - Electric Utilities | J1030 - Distribution | J1030120 - Support Structures | 1 | EA | 1/1/1981 00:00:00 | 888 ENTERPRISE ST | Mayport-Electric | PWD MAYPORT
MAYPOR-EL | UMA433000303 | SURFACE STRUCTURE, WP-53 | J10 - Electric Utilities | J1030 - Distribution | J1030120 - Support Structures | 1 | EA | 1/1/2013 00:00:00 | 891/895 ENTERPRISE ST | Mayport-Electric | PWD MAYPORT
MAYPOR-EL | UMA433000304 | SURFACE STRUCTURE, WP-47 | J10 - Electric Utilities | J1030 - Distribution | J1030120 - Support Structures | 1 | EA | 1/1/1981 00:00:00 | 887/889 ENTERPRISE ST | Mayport-Electric | PWD MAYPORT
MAYPOR-EL | UMA433000305 | SURFACE STRUCTURE, WP-51 | J10 - Electric Utilities | J1030 - Distribution | J1030120 - Support Structures | 1 | EA | 1/1/1981 00:00:00 | W OF 869 ENGLAND ST BUT ON ESSEX ST | Mayport-Electric | PWD MAYPORT
MAYPOR-EL | UMA433000306 | SURFACE STRUCTURE, WP-55 | J10 - Electric Utilities | J1030 - Distribution | J1030120 - Support Structures | 1 | EA | 1/1/1981 00:00:00 | 907 ESSEX ST | Mayport-Electric | PWD MAYPORT
MAYPOR-EL | UMA433000307 | SURFACE STRUCTURE, CP-57 | J10 - Electric Utilities | J1030 - Distribution | J1030120 - Support Structures | 1 | EA | 1/1/1981 00:00:00 | 606 ESSEX ST | Mayport-Electric | PWD MAYPORT
MAYPOR-EL | UMA433000308 | SURFACE STRUCTURE, WP-59 | J10 - Electric Utilities | J1030 - Distribution | J1030120 - Support Structures | 1 | EA | 1/1/1981 00:00:00 | 908 ESSEX CIR NORTH | Mayport-Electric | PWD MAYPORT
MAYPOR-EL | UMA433000309 | SURFACE STRUCTURE, CP-61 | J10 - Electric Utilities | J1030 - Distribution | J1030120 - Support Structures | 1 | EA | 1/1/1981 00:00:00 | 908/910 ESSEX CIR NORTH | Mayport-Electric | PWD MAYPORT
MAYPOR-EL | UMA433000310 | SURFACE STRUCTURE, WP-60 | J10 - Electric Utilities | J1030 - Distribution | J1030120 - Support Structures | 1 | EA | 1/1/1981 00:00:00 | 910/912 ESSEX CIR NORTH | Mayport-Electric | PWD MAYPORT
MAYPOR-EL | UMA433000311 | SURFACE STRUCTURE, WP-62 | J10 - Electric Utilities | J1030 - Distribution | J1030120 - Support Structures | 1 | EA | 1/1/1981 00:00:00 | 912 ESSEX CIR NORTH | Mayport-Electric | PWD MAYPORT
MAYPOR-EL | UMA433000312 | SURFACE STRUCTURE, WP-63 | J10 - Electric Utilities | J1030 - Distribution | J1030120 - Support Structures | 1 | EA | 1/1/1981 00:00:00 | ESSEX ST/ESSEX CIR SOUTH | Mayport-Electric | PWD MAYPORT
MAYPOR-EL | UMA433000313 | SURFACE STRUCTURE, WP-65 | J10 - Electric Utilities | J1030 - Distribution | J1030120 - Support Structures | 1 | EA | 1/1/1981 00:00:00 | 909/911 ESSEX CIR SOUTH | Mayport-Electric | PWD MAYPORT
MAYPOR-EL | UMA433000314 | SURFACE STRUCTURE, CP-66 | J10 - Electric Utilities | J1030 - Distribution | J1030120 - Support Structures | 1 | EA | 1/1/1981 00:00:00 | 913 ESSEX CIR SOUTH - E | Mayport-Electric | PWD MAYPORT
MAYPOR-EL | UMA433000315 | SURFACE STRUCTURE, WP-69 | J10 - Electric Utilities | J1030 - Distribution | J1030120 - Support Structures | 1 | EA | 1/1/1981 00:00:00 | 913 ESSEX CIR SOUTH - W | Mayport-Electric | PWD MAYPORT
MAYPOR-EL | UMA433000316 | SURFACE STRUCTURE, WP-73 | J10 - Electric Utilities | J1030 - Distribution | J1030120 - Support Structures | 1 | EA | 1/1/1981 00:00:00 | 915 ESSEX ST | Mayport-Electric | PWD MAYPORT
MAYPOR-EL | UMA433000317 | SURFACE STRUCTURE, CP-75 | J10 - Electric Utilities | J1030 - Distribution | J1030120 - Support Structures | 1 | EA | 1/1/1981 00:00:00 | 914 ESSEX CT NORTH | Mayport-Electric | PWD MAYPORT
MAYPOR-EL | UMA433000318 | SURFACE STRUCTURE, WP-77 | J10 - Electric Utilities | J1030 - Distribution | J1030120 - Support Structures | 1 | EA | 1/1/1981 00:00:00 | 914/916 ESSEX CT NORTH | Mayport-Electric | PWD MAYPORT
MAYPOR-EL | UMA433000319 | SURFACE STRUCTURE, WP-76 | J10 - Electric Utilities | J1030 - Distribution | J1030120 - Support Structures | 1 | EA | 1/1/1981 00:00:00 | 916/918 ESSEX CT NORTH | Mayport-Electric | PWD MAYPORT
MAYPOR-EL | UMA433000320 | SURFACE STRUCTURE, WP-74 | J10 - Electric Utilities | J1030 - Distribution | J1030120 - Support Structures | 1 | EA | 1/1/1981 00:00:00 | 918 ESSEX CT NORTH | Mayport-Electric | PWD MAYPORT
MAYPOR-EL | UMA433000321 | SURFACE STRUCTURE, WP-84 | J10 - Electric Utilities | J1030 - Distribution | J1030120 - Support Structures | 1 | EA | 1/1/1981 00:00:00 | 920 ESSEX ST | Mayport-Electric | PWD MAYPORT
MAYPOR-EL | UMA433000322 | SURFACE STRUCTURE, WP-83 | J10 - Electric Utilities | J1030 - Distribution | J1030120 - Support Structures | 1 | EA | 1/1/1981 00:00:00 | 919 ESSEX CT SOUTH | Mayport-Electric | PWD MAYPORT
MAYPOR-EL | UMA433000323 | SURFACE STRUCTURE, WP-79 | J10 - Electric Utilities | J1030 - Distribution | J1030120 - Support Structures | 1 | EA | 1/1/1981 00:00:00 | 915 ESSEX CT SOUTH | Mayport-Electric | PWD MAYPORT
MAYPOR-EL | UMA433000324 | SURFACE STRUCTURE, WP-81 | J10 - Electric Utilities | J1030 - Distribution | J1030120 - Support Structures | 1 | EA | 1/1/1981 00:00:00 | 915/917 ESSEX CT SOUTH | Mayport-Electric | PWD MAYPORT
MAYPOR-EL | UMA433000325 | SURFACE STRUCTURE, WP-82 | J10 - Electric Utilities | J1030 - Distribution | J1030120 - Support Structures | 1 | EA | 1/1/1981 00:00:00 | 917/919 ESSEX CT SOUTH | Mayport-Electric | PWD MAYPORT
MAYPOR-EL | UMA433000326 | SURFACE STRUCTURE, WP-68 | J10 - Electric Utilities | J1030 - Distribution | J1030120 - Support Structures | 1 | EA | 1/1/2013 00:00:00 | 900 ENTERPRISE ST | Mayport-Electric | PWD MAYPORT
MAYPOR-EL | UMA433000327 | SURFACE STRUCTURE, WP-72 | J10 - Electric Utilities | J1030 - Distribution | J1030120 - Support Structures | 1 | EA | 1/1/1981 00:00:00 | 902 ENTERPRISE ST | Mayport-Electric | PWD MAYPORT
MAYPOR-EL | UMA433000328 | SURFACE STRUCTURE, WP-110 | J10 - Electric Utilities | J1030 - Distribution | J1030120 - Support Structures | 1 | EA | 1/1/2013 00:00:00 | 756 EVERGLADES ST | Mayport-Electric | PWD MAYPORT
MAYPOR-EL | UMA433000329 | SURFACE STRUCTURE, WP-106 | J10 - Electric Utilities | J1030 - Distribution | J1030120 - Support Structures | 1 | EA | 1/1/2013 00:00:00 | 903 xxxx | Mayport-Electric | PWD MAYPORT
MAYPOR-EL | UMA433000330 | SURFACE STRUCTURE, CP-102 | J10 - Electric Utilities | J1030 - Distribution | J1030120 - Support Structures | 1 | EA | 1/1/1981 00:00:00 | 904 xxx | Mayport-Electric | PWD MAYPORT
MAYPOR-EL | UMA433000331 | SURFACE STRUCTURE, WP-98 | J10 - Electric Utilities | J1030 - Distribution | J1030120 - Support Structures | 1 | EA | 1/1/2013 00:00:00 | 754 EVERGLADES ST | Mayport-Electric | PWD MAYPORT
MAYPOR-EL | UMA433000332 | SURFACE STRUCTURE, WP-94 | J10 - Electric Utilities | J1030 - Distribution | J1030120 - Support Structures | 1 | EA | 1/1/2013 00:00:00 | 753 EVERGLADES ST | Mayport-Electric | PWD MAYPORT
MAYPOR-EL | UMA433000333 | SURFACE STRUCTURE, WP-90 | J10 - Electric Utilities | J1030 - Distribution | J1030120 - Support Structures | 1 | EA | 1/1/2013 00:00:00 | 750 EVERGLADES ST | Mayport-Electric | PWD MAYPORT
MAYPOR-EL | UMA433000334 | SURFACE STRUCTURE, CP-86 | J10 - Electric Utilities | J1030 - Distribution | J1030120 - Support Structures | 1 | EA | 1/1/1981 00:00:00 | NE OF 748 EVERGLADES ST | Mayport-Electric | PWD MAYPORT
MAYPOR-EL | UMA433000335 | SURFACE STRUCTURE, WP-82 | J10 - Electric Utilities | J1030 - Distribution | J1030120 - Support Structures | 1 | EA | 1/1/1982 00:00:00 | 748 EVERGLADES ST | Mayport-Electric | PWD MAYPORT
MAYPOR-EL | UMA433000336 | SURFACE STRUCTURE, CP-78 | J10 - Electric Utilities | J1030 - Distribution | J1030120 - Support Structures | 1 | EA | 1/1/1982 00:00:00 | 746 EVERGLADES ST | Mayport-Electric | PWD MAYPORT
MAYPOR-EL | UMA433000337 | SURFACE STRUCTURE, CP-7 | J10 - Electric Utilities | J1030 - Distribution | J1030120 - Support Structures | 1 | EA | 1/1/1982 00:00:00 | NW OF 746 EVERGLADES ST; east entrance to EVERGLADES CIR SOUTH | Mayport-Electric | PWD MAYPORT
MAYPOR-EL | UMA433000338 | SURFACE STRUCTURE, CP-70 | J10 - Electric Utilities | J1030 - Distribution | J1030120 - Support Structures | 1 | EA | 1/1/1982 00:00:00 | 741 EVERGLADES ST; WEST ENTRANCE TO EVERGLADES CIR SOUTH | Mayport-Electric | PWD MAYPORT
MAYPOR-EL | UMA433000339 | SURFACE STRUCTURE, CP-66 | J10 - Electric Utilities | J1030 - Distribution | J1030120 - Support Structures | 1 | EA | 1/1/1982 00:00:00 | S OF 738 EVERGLADES ST | Mayport-Electric | PWD MAYPORT
MAYPOR-EL | UMA433000340 | SURFACE STRUCTURE, WP-140 | J10 - Electric Utilities | J1030 - Distribution | J1030120 - Support Structures | 1 | EA | 1/1/1982 00:00:00 | CONNECTOR ROAD BETWEEN EVERGLADES ST AND EDWARDS AVE | Mayport-Electric | PWD MAYPORT
MAYPOR-EL | UMA433000341 | SURFACE STRUCTURE, WP-46 | J10 - Electric Utilities | J1030 - Distribution | J1030120 - Support Structures | 1 | EA | 1/1/2013 00:00:00 | NE OF 922 ESSEX ST | Mayport-Electric | PWD MAYPORT
MAYPOR-EL | UMA433000342 | SURFACE STRUCTURE, CP-50 | J10 - Electric Utilities | J1030 - Distribution | J1030120 - Support Structures | 1 | EA | 1/1/1982 00:00:00 | 922 ESSEX ST | Mayport-Electric | PWD MAYPORT
MAYPOR-EL | UMA433000343 | SURFACE STRUCTURE, WP-XX | J10 - Electric Utilities | J1030 - Distribution | J1030120 - Support Structures | 1 | EA | 1/1/1982 00:00:00 | 926 ESSEX ST | Mayport-Electric | PWD MAYPORT
MAYPOR-EL | UMA433000344 | SURFACE STRUCTURE, CP-55 | J10 - Electric Utilities | J1030 - Distribution | J1030120 - Support Structures | 1 | EA | 1/1/1982 00:00:00 | 923 ESSEX SQ | Mayport-Electric | PWD MAYPORT
MAYPOR-EL | UMA433000345 | SURFACE STRUCTURE, CP-3 | J10 - Electric Utilities | J1030 - Distribution | J1030120 - Support Structures | 1 | EA | 1/1/1982 00:00:00 | 923/925 ESSEX SQ | Mayport-Electric | PWD MAYPORT
MAYPOR-EL | UMA433000346 | SURFACE STRUCTURE, CP-4 | J10 - Electric Utilities | J1030 - Distribution | J1030120 - Support Structures | 1 | EA | 1/1/1982 00:00:00 | 924/925 ESSEX SQ | Mayport-Electric | PWD MAYPORT
MAYPOR-EL | UMA433000347 | SURFACE STRUCTURE, WP-59 | J10 - Electric Utilities | J1030 - Distribution | J1030120 - Support Structures | 1 | EA | 1/1/2013 00:00:00 | 924 ESSEX SQ | Mayport-Electric | PWD MAYPORT
MAYPOR-EL | UMA433000348 | SURFACE STRUCTURE, WP-58 | J10 - Electric Utilities | J1030 - Distribution | J1030120 - Support Structures | 1 | EA | 1/1/1982 00:00:00 | 926 ESSEX ST ACROSS ST FROM WP-59 | Mayport-Electric | PWD MAYPORT
MAYPOR-EL | UMA433000349 | SURFACE STRUCTURE, WP-63 | J10 - Electric Utilities | J1030 - Distribution | J1030120 - Support Structures | 1 | EA | 1/1/1982 00:00:00 | 929 ESSEX ST | Mayport-Electric | PWD MAYPORT
MAYPOR-EL | UMA433000350 | SURFACE STRUCTURE, CP-66 | J10 - Electric Utilities | J1030 - Distribution | J1030120 - Support Structures | 1 | EA | 1/1/1982 00:00:00 | 930/932 ESSEX ST | Mayport-Electric | PWD MAYPORT
MAYPOR-EL | UMA433000351 | SURFACE STRUCTURE, WP-72 | J10 - Electric Utilities | J1030 - Distribution | J1030120 - Support Structures | 1 | EA | 1/1/2013 00:00:00 | SE OF 932 ESSEX ST | Mayport-Electric | PWD MAYPORT
MAYPOR-EL | UMA433000352 | SURFACE STRUCTURE, WP-12 | J10 - Electric Utilities | J1030 - Distribution | J1030120 - Support Structures | 1 | EA | 1/1/2013 00:00:00 | 939 EDWARDS AVE | Mayport-Electric | PWD MAYPORT
MAYPOR-EL | UMA433000353 | SURFACE STRUCTURE, WP-8 | J10 - Electric Utilities | J1030 - Distribution | J1030120 - Support Structures | 1 | EA | 1/1/2013 00:00:00 | 937 EDWARDS AVE | Mayport-Electric | PWD MAYPORT
MAYPOR-EL | UMA433000354 | SURFACE STRUCTURE, WP-4 | J10 - Electric Utilities | J1030 - Distribution | J1030120 - Support Structures | 1 | EA | 1/1/2013 00:00:00 | 935 EDWARDS AVE | Mayport-Electric | PWD MAYPORT
MAYPOR-EL | UMA433000355 | SURFACE STRUCTURE, CP-50 | J10 - Electric Utilities | J1030 - Distribution | J1030120 - Support Structures | 1 | EA | 1/1/1982 00:00:00 | 964 ELDORADO ST | Mayport-Electric | PWD MAYPORT
MAYPOR-EL | UMA433000356 | SURFACE STRUCTURE, CP-54 | J10 - Electric Utilities | J1030 - Distribution | J1030120 - Support Structures | 1 | EA | 1/1/1982 00:00:00 | 968 ELDORADO ST | Mayport-Electric | PWD MAYPORT
MAYPOR-EL | UMA433000357 | SURFACE STRUCTURE, WP-6 | J10 - Electric Utilities | J1030 - Distribution | J1030120 - Support Structures | 1 | EA | 1/1/1982 00:00:00 | 966 ELDORADO CIR | Mayport-Electric | PWD MAYPORT
MAYPOR-EL | UMA433000358 | SURFACE STRUCTURE, CP-10 | J10 - Electric Utilities | J1030 - Distribution | J1030120 - Support Structures | 1 | EA | 1/1/1982 00:00:00 | 966/967 ELDORADO CIR | Mayport-Electric | PWD MAYPORT
MAYPOR-EL | UMA433000359 | SURFACE STRUCTURE, WP-5 | J10 - Electric Utilities | J1030 - Distribution | J1030120 - Support Structures | 1 | EA | 1/1/1982 00:00:00 | 934/936 EDWARDS AVE | Mayport-Electric | PWD MAYPORT
MAYPOR-EL | UMA433000360 | SURFACE STRUCTURE, WP-11 | J10 - Electric Utilities | J1030 - Distribution | J1030120 - Support Structures | 1 | EA | 1/1/1982 00:00:00 | 965/967 ELDORADO CIR | Mayport-Electric | PWD MAYPORT
MAYPOR-EL | UMA433000361 | SURFACE STRUCTURE, WP-58 | J10 - Electric Utilities | J1030 - Distribution | J1030120 - Support Structures | 1 | EA | 1/1/2013 00:00:00 | 970 ELDORADO ST | Mayport-Electric | PWD MAYPORT
MAYPOR-EL | UMA433000362 | SURFACE STRUCTURE, CP-62 | J10 - Electric Utilities | J1030 - Distribution | J1030120 - Support Structures | 1 | EA | 1/1/1982 00:00:00 | 972 ELDORADO ST | Mayport-Electric | PWD MAYPORT
MAYPOR-EL | UMA433000363 | SURFACE STRUCTURE, WP-66 | J10 - Electric Utilities | J1030 - Distribution | J1030120 - Support Structures | 1 | EA | 1/1/1982 00:00:00 | 974 ELDORADO ST | Mayport-Electric | PWD MAYPORT
MAYPOR-EL | UMA433000364 | SURFACE STRUCTURE, WP-70 | J10 - Electric Utilities | J1030 - Distribution | J1030120 - Support Structures | 1 | EA | 1/1/1982 00:00:00 | E OF 974 ELDORADO ST | Mayport-Electric | PWD MAYPORT
MAYPOR-EL | UMA433000365 | SURFACE STRUCTURE, WP-74 | J10 - Electric Utilities | J1030 - Distribution | J1030120 - Support Structures | 1 | EA | 1/1/1982 00:00:00 | 976 ELDORADO ST | Mayport-Electric | PWD MAYPORT
MAYPOR-EL | UMA433000366 | SURFACE STRUCTURE, CP-10 | J10 - Electric Utilities | J1030 - Distribution | J1030120 - Support Structures | 1 | EA | 1/1/1982 00:00:00 | 978 ELDORADO ST | Mayport-Electric | PWD MAYPORT
MAYPOR-EL | UMA433000367 | SURFACE STRUCTURE, WP-14 | J10 - Electric Utilities | J1030 - Distribution | J1030120 - Support Structures | 1 | EA | 1/1/2013 00:00:00 | 980 ELDORADO ST | Mayport-Electric | PWD MAYPORT
MAYPOR-EL | UMA433000368 | SURFACE STRUCTURE, WP-18 | J10 - Electric Utilities | J1030 - Distribution | J1030120 - Support Structures | 1 | EA | 1/1/1982 00:00:00 | 984 ELDORADO ST | Mayport-Electric | PWD MAYPORT
MAYPOR-EL | UMA433000369 | SURFACE STRUCTURE, WP-65 | J10 - Electric Utilities | J1030 - Distribution | J1030120 - Support Structures | 1 | EA | 1/1/1982 00:00:00 | 982/983 ELDORADO CT | Mayport-Electric | PWD MAYPORT
MAYPOR-EL | UMA433000370 | SURFACE STRUCTURE, WP-64 | J10 - Electric Utilities | J1030 - Distribution | J1030120 - Support Structures | 1 | EA | 1/1/1982 00:00:00 | 981/983 ELDORADO CT | Mayport-Electric | PWD MAYPORT
MAYPOR-EL | UMA433000371 | SURFACE STRUCTURE, CP-22 | J10 - Electric Utilities | J1030 - Distribution | J1030120 - Support Structures | 1 | EA | 1/1/1982 00:00:00 | 986 ELDORADO ST | Mayport-Electric | PWD MAYPORT
MAYPOR-EL | UMA433000372 | SURFACE STRUCTURE, WP-21 | J10 - Electric Utilities | J1030 - Distribution | J1030120 - Support Structures | 1 | EA | 1/1/1982 00:00:00 | 988 ELDORADO ST | Mayport-Electric | PWD MAYPORT
MAYPOR-EL | UMA433000373 | SURFACE STRUCTURE, CP-30 | J10 - Electric Utilities | J1030 - Distribution | J1030120 - Support Structures | 1 | EA | 1/1/1982 00:00:00 | 990 ELDORADO ST | Mayport-Electric | PWD MAYPORT
MAYPOR-EL | UMA433000374 | SURFACE STRUCTURE, CP-34 | J10 - Electric Utilities | J1030 - Distribution | J1030120 - Support Structures | 1 | EA | 1/1/1982 00:00:00 | 992 ELDORADO ST | Mayport-Electric | PWD MAYPORT
MAYPOR-EL | UMA433000375 | SURFACE STRUCTURE, CP-38 | J10 - Electric Utilities | J1030 - Distribution | J1030120 - Support Structures | 1 | EA | 1/1/1982 00:00:00 | EAST OF CP-34 AT END OF ELDORADO ST | Mayport-Electric | PWD MAYPORT
MAYPOR-EL | UMA433000376 | SURFACE STRUCTURE, WP-67 | J10 - Electric Utilities | J1030 - Distribution | J1030120 - Support Structures | 1 | EA | 1/1/2013 00:00:00 | 962 EDWARDS AVE | Mayport-Electric | PWD MAYPORT
MAYPOR-EL | UMA433000377 | SURFACE STRUCTURE, CP-63 | J10 - Electric Utilities | J1030 - Distribution | J1030120 - Support Structures | 1 | EA | 1/1/1982 00:00:00 | 960 EDWARDS AVE - S | Mayport-Electric | PWD MAYPORT
MAYPOR-EL | UMA433000378 | SURFACE STRUCTURE, CP-59 | J10 - Electric Utilities | J1030 - Distribution | J1030120 - Support Structures | 1 | EA | 1/1/1982 00:00:00 | 960 EDWARDS AVE - N | Mayport-Electric | PWD MAYPORT
MAYPOR-EL | UMA433000379 | SURFACE STRUCTURE, WP-27 | J10 - Electric Utilities | J1030 - Distribution | J1030120 - Support Structures | 1 | EA | 1/1/2013 00:00:00 | 957/959 EDWARDS CIR | Mayport-Electric | PWD MAYPORT
MAYPOR-EL | UMA433000380 | SURFACE STRUCTURE, WP-28 | J10 - Electric Utilities | J1030 - Distribution | J1030120 - Support Structures | 1 | EA | 1/1/1982 00:00:00 | 958/959 EDWARDS CIR | Mayport-Electric | PWD MAYPORT
MAYPOR-EL | UMA433000381 | SURFACE STRUCTURE, WP-55 | J10 - Electric Utilities | J1030 - Distribution | J1030120 - Support Structures | 1 | EA | 1/1/2013 00:00:00 | 956 EDWARDS AVE | Mayport-Electric | PWD MAYPORT
MAYPOR-EL | UMA433000382 | SURFACE STRUCTURE, CP-49 | J10 - Electric Utilities | J1030 - Distribution | J1030120 - Support Structures | 1 | EA | 1/1/1982 00:00:00 | 954 EDWARDS AVE | Mayport-Electric | PWD MAYPORT
MAYPOR-EL | UMA433000383 | SURFACE STRUCTURE, WP-43 | J10 - Electric Utilities | J1030 - Distribution | J1030120 - Support Structures | 1 | EA | 1/1/1982 00:00:00 | 952 EDWARDS AVE | Mayport-Electric | PWD MAYPORT
MAYPOR-EL | UMA433000384 | SURFACE STRUCTURE, CP-39 | J10 - Electric Utilities | J1030 - Distribution | J1030120 - Support Structures | 1 | EA | 1/1/1982 00:00:00 | 950 EDWARDS AVE | Mayport-Electric | PWD MAYPORT
MAYPOR-EL | UMA433000385 | SURFACE STRUCTURE, CP-34 | J10 - Electric Utilities | J1030 - Distribution | J1030120 - Support Structures | 1 | EA | 1/1/1982 00:00:00 | ACROSS STREET FROM 948 EDWARDS AVE | Mayport-Electric | PWD MAYPORT
MAYPOR-EL | UMA433000386 | SURFACE STRUCTURE, CP-30 | J10 - Electric Utilities | J1030 - Distribution | J1030120 - Support Structures | 1 | EA | 1/1/1982 00:00:00 | NW OF 944 EDWARDS CT | Mayport-Electric | PWD MAYPORT
MAYPOR-EL | UMA433000387 | SURFACE STRUCTURE, CP-51 | J10 - Electric Utilities | J1030 - Distribution | J1030120 - Support Structures | 1 | EA | 1/1/1982 00:00:00 | 944/945 EDWARDS CT | Mayport-Electric | PWD MAYPORT
MAYPOR-EL | UMA433000388 | SURFACE STRUCTURE, WP-50 | J10 - Electric Utilities | J1030 - Distribution | J1030120 - Support Structures | 1 | EA | 1/1/1982 00:00:00 | 943/945 EDWARDS CT | Mayport-Electric | PWD MAYPORT
MAYPOR-EL | UMA433000389 | SURFACE STRUCTURE, CP-26 | J10 - Electric Utilities | J1030 - Distribution | J1030120 - Support Structures | 1 | EA | 1/1/1982 00:00:00 | NE OF 943 EDWARDS CT | Mayport-Electric | PWD MAYPORT
MAYPOR-EL | UMA433000390 | SURFACE STRUCTURE, CP-22 | J10 - Electric Utilities | J1030 - Distribution | J1030120 - Support Structures | 1 | EA | 1/1/1982 00:00:00 | ACROSS ST FROM 942 EDWARDS AVE | Mayport-Electric | PWD MAYPORT
MAYPOR-EL | UMA433000391 | SURFACE STRUCTURE, CP-46 | J10 - Electric Utilities | J1030 - Distribution | J1030120 - Support Structures | 1 | EA | 1/1/1982 00:00:00 | 858 ENGLAND CT E - NORTH | Mayport-Electric | PWD MAYPORT
MAYPOR-EL | UMA433000392 | SURFACE STRUCTURE, WP-50 | J10 - Electric Utilities | J1030 - Distribution | J1030120 - Support Structures | 1 | EA | 1/1/1982 00:00:00 | 858 ENGLAND CT E - SOUTH | Mayport-Electric | PWD MAYPORT
MAYPOR-EL | UMA433000393 | SURFACE STRUCTURE, CP-447 | J10 - Electric Utilities | J1030 - Distribution | J1030120 - Support Structures | 1 | EA | 1/1/1982 00:00:00 | SW OF BLDG 447 - OSPREY COVE RV PARK | Mayport-Electric | PWD MAYPORT
MAYPOR-EL | UMA433000394 | SURFACE STRUCTURE, CP-54 | J10 - Electric Utilities | J1030 - Distribution | J1030120 - Support Structures | 1 | EA | 1/1/1982 00:00:00 | ENTRANCE TO OSPREY COVE RV PARK | Mayport-Electric | PWD MAYPORT
MAYPOR-EL | UMA433000395 | SURFACE STRUCTURE, CP-63 | J10 - Electric Utilities | J1030 - Distribution | J1030120 - Support Structures | 1 | EA | 1/1/1982 00:00:00 | OSPREY COVE RV PARK | Mayport-Electric | PWD MAYPORT
MAYPOR-EL | UMA433000396 | SURFACE STRUCTURE, CP-69 | J10 - Electric Utilities | J1030 - Distribution | J1030120 - Support Structures | 1 | EA | 1/1/1982 00:00:00 | OSPREY COVE RV PARK | Mayport-Electric | PWD MAYPORT
MAYPOR-EL | UMA433000397 | SURFACE STRUCTURE, CP-74 | J10 - Electric Utilities | J1030 - Distribution | J1030120 - Support Structures | 1 | EA | 1/1/1982 00:00:00 | OSPREY COVE RV PARK | Mayport-Electric | PWD MAYPORT
MAYPOR-EL | UMA433000398 | SURFACE STRUCTURE, CP-80 | J10 - Electric Utilities | J1030 - Distribution | J1030120 - Support Structures | 1 | EA | 1/1/1982 00:00:00 | OSPREY COVE RV PARK | Mayport-Electric | PWD MAYPORT
MAYPOR-EL | UMA433000399 | SURFACE STRUCTURE, CP-84 | J10 - Electric Utilities | J1030 - Distribution | J1030120 - Support Structures | 1 | EA | 1/1/1982 00:00:00 | OSPREY COVE RV PARK | Mayport-Electric | PWD MAYPORT
MAYPOR-EL | UMA433000400 | SURFACE STRUCTURE, CP-87 | J10 - Electric Utilities | J1030 - Distribution | J1030120 - Support Structures | 1 | EA | 1/1/1982 00:00:00 | OSPREY COVE RV PARK | Mayport-Electric | PWD MAYPORT
MAYPOR-EL | UMA433000446 | ELECTRIC METER, AMR-METERS, MASTER | J10 - Electric Utilities | J1030 - Distribution | J1030150 - Circuits | 255 | LF | 1/1/2010 00:00:00 |  | Mayport-Electric | PWD MAYPORT
MAYPOR-EL | UMA433000447 | ELECTRIC METER, AMI-METERS, MASTER | J10 - Electric Utilities | J1030 - Distribution | J1030150 - Circuits | 110 | LF | 1/1/2014 00:00:00 | WATERFRONT SUBSTATIONS | Mayport-Electric | PWD MAYPORT
MAYPOR-EL | UMA654000012 | UEM,Underground Structure, Manhole | J10 - Electric Utilities | J1030 - Distribution | J1030110 - UG Structures | 1 | EA | 1/1/1980 00:00:00 |  | Mayport-Electric | PWD MAYPORT
MAYPOR-EL | UMA654000013 | UEM,Underground Structure, Manhole | J10 - Electric Utilities | J1030 - Distribution | J1030110 - UG Structures | 1 | EA | 1/1/1980 00:00:00 |  | Mayport-Electric | PWD MAYPORT
MAYPOR-EL | UMA654000014 | UEM,Underground Structure, Manhole | J10 - Electric Utilities | J1030 - Distribution | J1030110 - UG Structures | 1 | EA | 1/1/1980 00:00:00 |  | Mayport-Electric | PWD MAYPORT
MAYPOR-PW-SA-2 | S369632 | UEM,Electric Meter, S369632, Delivery, 84118340 | J10 - Electric Utilities | J1030 - Distribution | J1030120 - Support Structures | 1 | EA | 10/4/2019 00:00:00 | WEST SIDE OF TRL AT SOFTBALL FIELD NEAR BLDG. 2527 | Mayport-Potable Water-Service Area-Zone 2 | PWD MAYPORT
MAYPOR-PW-SA-2 | S457197 | UEM,Control System, ANT-1375, Antenna | J10 - Electric Utilities | J1030 - Distribution | J1030150 - Circuits | 2 | LF | 1/1/2012 00:00:00 | BLDG 1375 RTU | Mayport-Potable Water-Service Area-Zone 2 | PWD MAYPORT
MAYPOR-PW-SA-2 | S457199 | UEM,Control System, ANT-2211, Antenna | J10 - Electric Utilities | J1030 - Distribution | J1030150 - Circuits | 2 | LF | 1/1/2012 00:00:00 | BLDG 2211 RTU | Mayport-Potable Water-Service Area-Zone 2 | PWD MAYPORT
RIBBAY-EL | S365715 | UEM,Electric Meter, M-1960, Delivery, 36148501 | J10 - Electric Utilities | J1030 - Distribution | J1030150 - Circuits | 1 | LF | 1/1/2012 00:00:00 | 1137 COVE LANDING DRIVE | Ribault Bay Village Housing-Electric | PWD MAYPORT
LEVEL II FRCS INVENTORY

## Water Assets
WATER UTILITY ASSETS J-1601000-08 AND WATER METERS J-1601000-05
Location | Asset Number | Description | Master System | System | Sub-System | Quantity | UOM | Install Date | Additional Location Info | Location Description | PWD
MAYCOM-PWCS | S452928 | UEM,Hydrant, FH-1016, Dry-Barrel | K10 - Potable Water Utilities | K1020 - Distribution | K1020100 - Service Areas | 1 | EA | 1/1/1980 00:00:00 | COM RIGHT FRONT PARKING LOT | POTABLE WATER DIST, COM/EXCH | PWD MAYPORT
MAYCOM-PWCS | S452929 | UEM,Hydrant, FH-1017, Dry-Barrel | K10 - Potable Water Utilities | K1020 - Distribution | K1020100 - Service Areas | 1 | EA | 1/1/1980 00:00:00 | COMMISARY PARKING LOT EAST SIDE | POTABLE WATER DIST, COM/EXCH | PWD MAYPORT
MAYCOM-PWCS | S452930 | UEM,Hydrant, FH-1018, Dry-Barrel | K10 - Potable Water Utilities | K1020 - Distribution | K1020100 - Service Areas | 1 | EA | 1/1/1980 00:00:00 | NEX FRONT PARKING LOT LEFT ISLAND | POTABLE WATER DIST, COM/EXCH | PWD MAYPORT
MAYCOM-PWCS | S452932 | UEM,Hydrant, FH-1019, Dry-Barrel | K10 - Potable Water Utilities | K1020 - Distribution | K1020100 - Service Areas | 1 | EA | 1/1/1980 00:00:00 | NEX LEFT SIDE PARKING LOT | POTABLE WATER DIST, COM/EXCH | PWD MAYPORT
MAYCOM-PWCS | S452933 | UEM,Hydrant, FH-1020, Dry-Barrel | K10 - Potable Water Utilities | K1020 - Distribution | K1020100 - Service Areas | 1 | EA | 1/1/1980 00:00:00 | NEX REAR LOADING AREA | POTABLE WATER DIST, COM/EXCH | PWD MAYPORT
MAYCOM-PWCS | S452934 | UEM,Hydrant, FH-1021, Dry-Barrel | K10 - Potable Water Utilities | K1020 - Distribution | K1020100 - Service Areas | 1 | EA | 1/1/1980 00:00:00 | NEX REAR LOADING AREA | POTABLE WATER DIST, COM/EXCH | PWD MAYPORT
MAYFISC-51 | S429311 | UEM,Hydrant, FH-001, Dry-Barrel | K10 - Potable Water Utilities | K1020 - Distribution | K1020100 - Service Areas | 1 | EA | 1/1/1980 00:00:00 | 1ST STREET SOUTH OF BUILDING 55 | WATER DISTRIBUTION FIRE PROTECTION | PWD MAYPORT
MAYFISC-51 | S429361 | UEM,Hydrant, FH-002, Dry-Barrel | K10 - Potable Water Utilities | K1020 - Distribution | K1020100 - Service Areas | 1 | EA | 1/1/1980 00:00:00 | 1ST STREET NEXT TO TANK PIT 2293 | WATER DISTRIBUTION FIRE PROTECTION | PWD MAYPORT
MAYFISC-51 | S429364 | UEM,Hydrant, FH-003, Dry-Barrel | K10 - Potable Water Utilities | K1020 - Distribution | K1020100 - Service Areas | 1 | EA | 1/1/1980 00:00:00 | 1ST STREET NEXT TO TANK PIT 2297 | WATER DISTRIBUTION FIRE PROTECTION | PWD MAYPORT
MAYFISC-51 | S429366 | UEM,Hydrant, FH-004, Dry-Barrel | K10 - Potable Water Utilities | K1020 - Distribution | K1020100 - Service Areas | 1 | EA | 1/1/1980 00:00:00 | C ROAD NEXT TO TANK PIT 2297 | WATER DISTRIBUTION FIRE PROTECTION | PWD MAYPORT
MAYFISC-51 | S429403 | UEM,Hydrant, FH-005, Dry-Barrel | K10 - Potable Water Utilities | K1020 - Distribution | K1020100 - Service Areas | 1 | EA | 1/1/1980 00:00:00 | C ROAD NEXT TO TANK PIT 2296 | WATER DISTRIBUTION FIRE PROTECTION | PWD MAYPORT
MAYFISC-51 | S429417 | UEM,Hydrant, FH-006, Dry-Barrel | K10 - Potable Water Utilities | K1020 - Distribution | K1020100 - Service Areas | 1 | EA | 1/1/1980 00:00:00 | C ROAD NEXT TO TANK PIT 2296 | WATER DISTRIBUTION FIRE PROTECTION | PWD MAYPORT
MAYFISC-51 | S429429 | UEM,Hydrant, FH-007, Dry-Barrel | K10 - Potable Water Utilities | K1020 - Distribution | K1020100 - Service Areas | 1 | EA | 1/1/1980 00:00:00 | C ROAD NEXT TO TANK PIT 43-5 | WATER DISTRIBUTION FIRE PROTECTION | PWD MAYPORT
MAYFISC-51 | S429433 | UEM,Hydrant, FH-008, Dry-Barrel | K10 - Potable Water Utilities | K1020 - Distribution | K1020100 - Service Areas | 1 | EA | 1/1/1980 00:00:00 | C ROAD NEXT TO TANK PIT 42-4 | WATER DISTRIBUTION FIRE PROTECTION | PWD MAYPORT
MAYFISC-51 | S429439 | UEM,Hydrant, FH-009, Dry-Barrel | K10 - Potable Water Utilities | K1020 - Distribution | K1020100 - Service Areas | 1 | EA | 1/1/1980 00:00:00 | SECOND STREET NEXT TO TANK PIT 42-4 | WATER DISTRIBUTION FIRE PROTECTION | PWD MAYPORT
MAYFISC-51 | S429441 | UEM,Hydrant, FH-010, Dry-Barrel | K10 - Potable Water Utilities | K1020 - Distribution | K1020100 - Service Areas | 1 | EA | 1/1/1980 00:00:00 | B ROAD NEXT TO TANK PIT 42-4 | WATER DISTRIBUTION FIRE PROTECTION | PWD MAYPORT
MAYFISC-51 | S429448 | UEM,Hydrant, FH-011, Dry-Barrel | K10 - Potable Water Utilities | K1020 - Distribution | K1020100 - Service Areas | 1 | EA | 1/1/1980 00:00:00 | B ROAD NEXT TO TANK PIT 43-5 | WATER DISTRIBUTION FIRE PROTECTION | PWD MAYPORT
MAYFISC-51 | S430117 | UEM,Hydrant, FH-012, Dry-Barrel | K10 - Potable Water Utilities | K1020 - Distribution | K1020100 - Service Areas | 1 | EA | 1/1/1980 00:00:00 | B ROAD NEXT TO TANK PIT 43-5 AND 2296 | WATER DISTRIBUTION FIRE PROTECTION | PWD MAYPORT
MAYFISC-51 | S430118 | UEM,Hydrant, FH-013, Dry-Barrel | K10 - Potable Water Utilities | K1020 - Distribution | K1020100 - Service Areas | 1 | EA | 1/1/1980 00:00:00 | B ROAD NEXT TO TANK PIT 2296 | WATER DISTRIBUTION FIRE PROTECTION | PWD MAYPORT
MAYFISC-51 | S430119 | UEM,Hydrant, FH-014, Dry-Barrel | K10 - Potable Water Utilities | K1020 - Distribution | K1020100 - Service Areas | 1 | EA | 1/1/1980 00:00:00 | B ROAD NEXT TO TANK PIT 2297 | WATER DISTRIBUTION FIRE PROTECTION | PWD MAYPORT
MAYFISC-51 | S430120 | UEM,Hydrant, FH-015, Dry-Barrel | K10 - Potable Water Utilities | K1020 - Distribution | K1020100 - Service Areas | 1 | EA | 1/1/1980 00:00:00 | A ROAD NEXT TO TANK PIT 2293 | WATER DISTRIBUTION FIRE PROTECTION | PWD MAYPORT
MAYFISC-51 | S430121 | UEM,Hydrant, FH-016, Dry-Barrel | K10 - Potable Water Utilities | K1020 - Distribution | K1020100 - Service Areas | 1 | EA | 1/1/1980 00:00:00 | A ROAD NEXT TO TANK PIT 2292 | WATER DISTRIBUTION FIRE PROTECTION | PWD MAYPORT
MAYFISC-51 | S430122 | UEM,Hydrant, FH-017, Dry-Barrel | K10 - Potable Water Utilities | K1020 - Distribution | K1020100 - Service Areas | 1 | EA | 1/1/1980 00:00:00 | A ROAD NEXT TO TANK PIT 2291 | WATER DISTRIBUTION FIRE PROTECTION | PWD MAYPORT
MAYFISC-51 | S430128 | UEM,Hydrant, FH-018, Dry-Barrel | K10 - Potable Water Utilities | K1020 - Distribution | K1020100 - Service Areas | 1 | EA | 1/1/1980 00:00:00 | A ROAD ACROSS FROM BUILDING 53 | WATER DISTRIBUTION FIRE PROTECTION | PWD MAYPORT
MAYFISC-51 | S430129 | UEM,Hydrant, FH-019, Dry-Barrel | K10 - Potable Water Utilities | K1020 - Distribution | K1020100 - Service Areas | 1 | EA | 1/1/1980 00:00:00 | SECOND ST. ACROSS FROM BUILDING 51 | WATER DISTRIBUTION FIRE PROTECTION | PWD MAYPORT
MAYFISC-51 | S430130 | UEM,Hydrant, FH-020, Dry-Barrel | K10 - Potable Water Utilities | K1020 - Distribution | K1020100 - Service Areas | 1 | EA | 1/1/1980 00:00:00 | A ROAD NEXT TO BUILDING 53 | WATER DISTRIBUTION FIRE PROTECTION | PWD MAYPORT
MAYFISC-51 | S430132 | UEM,Hydrant, FH-021, Dry-Barrel | K10 - Potable Water Utilities | K1020 - Distribution | K1020100 - Service Areas | 1 | EA | 1/1/1980 00:00:00 | A ROAD ACROSS FROM BUILDING 104 | WATER DISTRIBUTION FIRE PROTECTION | PWD MAYPORT
MAYFISC-51 | S430133 | UEM,Hydrant, FH-022, Dry-Barrel | K10 - Potable Water Utilities | K1020 - Distribution | K1020100 - Service Areas | 1 | EA | 1/1/1980 00:00:00 | A ROAD ACROSS FROM 2075 | WATER DISTRIBUTION FIRE PROTECTION | PWD MAYPORT
MAYFISC-51 | S430136 | UEM,Hydrant, FH-023, Dry-Barrel | K10 - Potable Water Utilities | K1020 - Distribution | K1020100 - Service Areas | 1 | EA | 1/1/1980 00:00:00 | A ROAD ACROSS FROM 48P AND PIER | WATER DISTRIBUTION FIRE PROTECTION | PWD MAYPORT
MAYFISC-51 | S430137 | UEM,Hydrant, FH-025, Dry-Barrel | K10 - Potable Water Utilities | K1020 - Distribution | K1020100 - Service Areas | 1 | EA | 1/1/1980 00:00:00 | FIFTH ST. NEXT TO 2075 | WATER DISTRIBUTION FIRE PROTECTION | PWD MAYPORT
MAYFISC-51 | S430139 | UEM,Hydrant, FH-026, Dry-Barrel | K10 - Potable Water Utilities | K1020 - Distribution | K1020100 - Service Areas | 1 | EA | 1/1/1980 00:00:00 | FIFTH ST. NEXT TO 2076 | WATER DISTRIBUTION FIRE PROTECTION | PWD MAYPORT
MAYFISC-51 | S430142 | UEM,Hydrant, FH-027, Dry-Barrel | K10 - Potable Water Utilities | K1020 - Distribution | K1020100 - Service Areas | 1 | EA | 1/1/1980 00:00:00 | SOMERS ROAD NEXT TO 2076 | WATER DISTRIBUTION FIRE PROTECTION | PWD MAYPORT
MAYFISC-51 | S430143 | UEM,Hydrant, FH-028, Dry-Barrel | K10 - Potable Water Utilities | K1020 - Distribution | K1020100 - Service Areas | 1 | EA | 1/1/1980 00:00:00 | FORTH ST. NEXT TO 2074 | WATER DISTRIBUTION FIRE PROTECTION | PWD MAYPORT
MAYFISC-51 | S430145 | UEM,Hydrant, FH-029, Dry-Barrel | K10 - Potable Water Utilities | K1020 - Distribution | K1020100 - Service Areas | 1 | EA | 1/1/1980 00:00:00 | FORTH ST. IN EMPTY FIELD NEAR 106OW | WATER DISTRIBUTION FIRE PROTECTION | PWD MAYPORT
MAYFISC-51 | S430146 | UEM,Hydrant, FH-030, Dry-Barrel | K10 - Potable Water Utilities | K1020 - Distribution | K1020100 - Service Areas | 1 | EA | 1/1/1980 00:00:00 | THIRD ST. | WATER DISTRIBUTION FIRE PROTECTION | PWD MAYPORT
MAYFISC-51 | S430147 | UEM,Hydrant, FH-031, Dry-Barrel | K10 - Potable Water Utilities | K1020 - Distribution | K1020100 - Service Areas | 1 | EA | 1/1/1980 00:00:00 | THIRD ST. NEXT TO 2074 | WATER DISTRIBUTION FIRE PROTECTION | PWD MAYPORT
MAYFISC-51 | S430148 | UEM,Hydrant, FH-032, Dry-Barrel | K10 - Potable Water Utilities | K1020 - Distribution | K1020100 - Service Areas | 1 | EA | 1/1/1980 00:00:00 | SOMERS ROAD NEXT TO 2074 | WATER DISTRIBUTION FIRE PROTECTION | PWD MAYPORT
MAYFISC-51 | S430750 | UEM,System Valve, PIV-1 | D40 - FIRE PROTECTION | D4030 - FIRE PROTECTION SPECIALTIES | D4030999 - OTHER | 1 | EA | 1/1/1980 00:00:00 | FIRST STREET NEXT TO BUILDING 55 | WATER DISTRIBUTION FIRE PROTECTION | PWD MAYPORT
MAYFISC-51 | S430756 | UEM,System Valve, PIV-2 | D40 - FIRE PROTECTION | D4030 - FIRE PROTECTION SPECIALTIES | D4030999 - OTHER | 1 | EA | 10/1/1980 00:00:00 | FIRST STREET NEXT TO 2293 | WATER DISTRIBUTION FIRE PROTECTION | PWD MAYPORT
MAYFISC-51 | S430758 | UEM,System Valve, PIV-3 | D40 - FIRE PROTECTION | D4030 - FIRE PROTECTION SPECIALTIES | D4030999 - OTHER | 1 | EA | 1/1/1980 00:00:00 | FIRST STREET AND CORNER OF B ROAD NEXT TO 2293 | WATER DISTRIBUTION FIRE PROTECTION | PWD MAYPORT
MAYFISC-51 | S430790 | UEM,System Valve, PIV-4 | D40 - FIRE PROTECTION | D4030 - FIRE PROTECTION SPECIALTIES | D4030999 - OTHER | 1 | EA | 1/1/1980 00:00:00 | FIRST STREET AND CORNER OF B ROAD NEXT TO 2297 | WATER DISTRIBUTION FIRE PROTECTION | PWD MAYPORT
MAYFISC-51 | S430794 | UEM,System Valve, PIV-5 | D40 - FIRE PROTECTION | D4030 - FIRE PROTECTION SPECIALTIES | D4030999 - OTHER | 1 | EA | 1/1/1980 00:00:00 | C ROAD NEXT TO 2296 | WATER DISTRIBUTION FIRE PROTECTION | PWD MAYPORT
MAYFISC-51 | S430795 | UEM,System Valve, PIV-6 | D40 - FIRE PROTECTION | D4030 - FIRE PROTECTION SPECIALTIES | D4030999 - OTHER | 1 | EA | 1/1/1981 00:00:00 | SECOND STREET NEXT TO 42-4 | WATER DISTRIBUTION FIRE PROTECTION | PWD MAYPORT
MAYFISC-51 | S430798 | UEM,System Valve, PIV-8 | D40 - FIRE PROTECTION | D4030 - FIRE PROTECTION SPECIALTIES | D4030999 - OTHER | 1 | EA | 1/1/1980 00:00:00 | SECOND STREET NEXT TO BUILDING 48 | WATER DISTRIBUTION FIRE PROTECTION | PWD MAYPORT
MAYFISC-51 | S430799 | UEM,System Valve, PIV-7 | D40 - FIRE PROTECTION | D4030 - FIRE PROTECTION SPECIALTIES | D4030999 - OTHER | 1 | EA | 1/1/1980 00:00:00 | B ROAD NEXT TO 42-4 | WATER DISTRIBUTION FIRE PROTECTION | PWD MAYPORT
MAYFISC-51 | S430801 | UEM,System Valve, PIV-9 | D40 - FIRE PROTECTION | D4030 - FIRE PROTECTION SPECIALTIES | D4030999 - OTHER | 1 | EA | 1/1/1980 00:00:00 | B ROAD NEXT TO 43-5 | WATER DISTRIBUTION FIRE PROTECTION | PWD MAYPORT
MAYFISC-51 | S430805 | UEM,System Valve, PIV-10 | D40 - FIRE PROTECTION | D4030 - FIRE PROTECTION SPECIALTIES | D4030999 - OTHER | 1 | EA | 1/1/1980 00:00:00 | A ROAD NEXT TO 2292 | WATER DISTRIBUTION FIRE PROTECTION | PWD MAYPORT
MAYFISC-51 | S430806 | UEM,System Valve, PIV-11 | D40 - FIRE PROTECTION | D4030 - FIRE PROTECTION SPECIALTIES | D4030999 - OTHER | 1 | EA | 1/1/1980 00:00:00 | SECOND STREET NEAR 49A | WATER DISTRIBUTION FIRE PROTECTION | PWD MAYPORT
MAYFISC-51 | S430807 | UEM,System Valve, PIV-12 | D40 - FIRE PROTECTION | D4030 - FIRE PROTECTION SPECIALTIES | D4030999 - OTHER | 1 | EA | 1/1/1980 00:00:00 | SECOND STREET NEAR 49A | WATER DISTRIBUTION FIRE PROTECTION | PWD MAYPORT
MAYFISC-51 | S430812 | UEM,System Valve, PIV-13 | D40 - FIRE PROTECTION | D4030 - FIRE PROTECTION SPECIALTIES | D4030999 - OTHER | 1 | EA | 1/1/1980 00:00:00 | SECOND STREET NEAR 49A | WATER DISTRIBUTION FIRE PROTECTION | PWD MAYPORT
MAYFISC-51 | S430813 | UEM,System Valve, PIV-14, Other | D40 - FIRE PROTECTION | D4030 - FIRE PROTECTION SPECIALTIES | D4030999 - OTHER | 1 | EA | 1/1/1980 00:00:00 | SECOND STREET NEAR BUILDING 51 | WATER DISTRIBUTION FIRE PROTECTION | PWD MAYPORT
MAYFISC-51 | S430815 | UEM,System Valve, PIV-15, Other | D40 - FIRE PROTECTION | D4030 - FIRE PROTECTION SPECIALTIES | D4030999 - OTHER | 1 | EA | 1/1/1980 00:00:00 | A ROAD NEAR BUILDING 53 & 103 | WATER DISTRIBUTION FIRE PROTECTION | PWD MAYPORT
MAYFISC-51 | S430817 | UEM,System Valve, PIV-16, Other | D40 - FIRE PROTECTION | D4030 - FIRE PROTECTION SPECIALTIES | D4030999 - OTHER | 1 | EA | 1/1/1980 00:00:00 | CORNER OF 3RD STREET & A ROAD | WATER DISTRIBUTION FIRE PROTECTION | PWD MAYPORT
MAYFISC-51 | S430819 | UEM,System Valve, PIV-17, Other | D40 - FIRE PROTECTION | D4030 - FIRE PROTECTION SPECIALTIES | D4030999 - OTHER | 1 | EA | 1/1/1980 00:00:00 | CORNER OF 3RD STREET & A ROAD | WATER DISTRIBUTION FIRE PROTECTION | PWD MAYPORT
MAYFISC-51 | S430820 | UEM,System Valve, PIV-18, Other | D40 - FIRE PROTECTION | D4030 - FIRE PROTECTION SPECIALTIES | D4030999 - OTHER | 1 | EA | 1/1/1980 00:00:00 | CORNER OF 3RD STREET & A ROAD | WATER DISTRIBUTION FIRE PROTECTION | PWD MAYPORT
MAYFISC-51 | S430837 | UEM,System Valve, PIV-19, Other | D40 - FIRE PROTECTION | D4030 - FIRE PROTECTION SPECIALTIES | D4030999 - OTHER | 1 | EA | 1/1/1980 00:00:00 | CORNER OF 3RD STREET & A ROAD | WATER DISTRIBUTION FIRE PROTECTION | PWD MAYPORT
MAYFISC-51 | S430840 | UEM,System Valve, PIV-20, Other | D40 - FIRE PROTECTION | D4030 - FIRE PROTECTION SPECIALTIES | D4030999 - OTHER | 1 | EA | 1/1/1980 00:00:00 | CORNER OF 4TH STREET & A ROAD | WATER DISTRIBUTION FIRE PROTECTION | PWD MAYPORT
MAYFISC-51 | S430843 | UEM,System Valve, PIV-21, Other | D40 - FIRE PROTECTION | D4030 - FIRE PROTECTION SPECIALTIES | D4030999 - OTHER | 1 | EA | 1/1/1980 00:00:00 | CORNER OF 4TH STREET & A ROAD | WATER DISTRIBUTION FIRE PROTECTION | PWD MAYPORT
MAYFISC-51 | S430845 | UEM,System Valve, PIV-22, Other | D40 - FIRE PROTECTION | D4030 - FIRE PROTECTION SPECIALTIES | D4030999 - OTHER | 1 | EA | 1/1/1980 00:00:00 | A ROAD NEAR 107LS | WATER DISTRIBUTION FIRE PROTECTION | PWD MAYPORT
MAYFISC-51 | S430849 | UEM,System Valve, PIV-23, Other | D40 - FIRE PROTECTION | D4030 - FIRE PROTECTION SPECIALTIES | D4030999 - OTHER | 1 | EA | 1/1/1980 00:00:00 | A ROAD NEAR 107LS | WATER DISTRIBUTION FIRE PROTECTION | PWD MAYPORT
MAYFISC-51 | S430853 | UEM,System Valve, PIV-24, Other | D40 - FIRE PROTECTION | D4030 - FIRE PROTECTION SPECIALTIES | D4030999 - OTHER | 1 | EA | 1/1/1980 00:00:00 | A ROAD NEAR PIER | WATER DISTRIBUTION FIRE PROTECTION | PWD MAYPORT
MAYFISC-51 | S430854 | UEM,System Valve, PIV-25, Other | D40 - FIRE PROTECTION | D4030 - FIRE PROTECTION SPECIALTIES | D4030999 - OTHER | 1 | EA | 1/1/1980 00:00:00 | A ROAD NEAR PIER | WATER DISTRIBUTION FIRE PROTECTION | PWD MAYPORT
MAYFISC-51 | S430857 | UEM,System Valve, PIV-26, Other | D40 - FIRE PROTECTION | D4030 - FIRE PROTECTION SPECIALTIES | D4030999 - OTHER | 1 | EA | 1/1/1980 00:00:00 | 4TH STREET ACROSS FROM 106OW | WATER DISTRIBUTION FIRE PROTECTION | PWD MAYPORT
MAYFISC-51 | S430870 | UEM,System Valve, PIV-27, Other | D40 - FIRE PROTECTION | D4030 - FIRE PROTECTION SPECIALTIES | D4030999 - OTHER | 1 | EA | 1/1/1980 00:00:00 | 4TH STREET NEAR BUILDING 69 | WATER DISTRIBUTION FIRE PROTECTION | PWD MAYPORT
MAYFISC-51 | S430871 | UEM,System Valve, PIV-28, Other | D40 - FIRE PROTECTION | D4030 - FIRE PROTECTION SPECIALTIES | D4030999 - OTHER | 1 | EA | 1/1/1980 00:00:00 | CORNER OF SOMERS ROAD & 4TH STREET | WATER DISTRIBUTION FIRE PROTECTION | PWD MAYPORT
MAYFISC-51 | S430879 | UEM,System Valve, PIV-29, Other | D40 - FIRE PROTECTION | D4030 - FIRE PROTECTION SPECIALTIES | D4030999 - OTHER | 1 | EA | 1/1/1980 00:00:00 | CORNER OF SOMERS ROAD & 4TH STREET | WATER DISTRIBUTION FIRE PROTECTION | PWD MAYPORT
MAYFISC-51 | S430880 | UEM,System Valve, PIV-29, Other | D40 - FIRE PROTECTION | D4030 - FIRE PROTECTION SPECIALTIES | D4030999 - OTHER | 1 | EA | 1/1/1980 00:00:00 | SOMERS ROAD NEAR 2074 | WATER DISTRIBUTION FIRE PROTECTION | PWD MAYPORT
MAYFISC-PW-SA-1 | UMA435000412 | CONTROL VALVE, NFD-BFP-38-2, FLOW CONTROL | K10 - Potable Water Utilities | K1020 - Distribution | K1020100 - Service Areas | 1 | EA | 1/1/1998 00:00:00 | somers rd; northeast of b38 at fence | Mayport FISC-Potable Water-Service Area- Zone 1 | PWD MAYPORT
MAYFISC-PW-SA-1 | UMA435000413 | SYSTEM VALVE, NFD-SV-001, GATE, 4, INCHES | K10 - Potable Water Utilities | K1020 - Distribution | K1020100 - Service Areas | 1 | EA | 1/1/1972 00:00:00 | somers rd; north of b55 | Mayport FISC-Potable Water-Service Area- Zone 1 | PWD MAYPORT
MAYFISC-PW-SA-1 | UMA435000414 | CONTROL VALVE, NFD-HCV-01, FLOW CONTROL | K10 - Potable Water Utilities | K1020 - Distribution | K1020100 - Service Areas | 1 | EA | 1/1/1972 00:00:00 | sw corner of b55 next to road | Mayport FISC-Potable Water-Service Area- Zone 1 | PWD MAYPORT
MAYFISC-PW-SA-1 | UMA435000415 | SYSTEM VALVE, NFD-WV-B56, GATE, 2, INCHES | K10 - Potable Water Utilities | K1020 - Distribution | K1020100 - Service Areas | 1 | EA | 1/1/1972 00:00:00 | se corner of b56 | Mayport FISC-Potable Water-Service Area- Zone 1 | PWD MAYPORT
MAYFISC-PW-SA-1 | UMA435000416 | CONTROL VALVE, NFD-BFP-56, FLOW CONTROL | K10 - Potable Water Utilities | K1020 - Distribution | K1020100 - Service Areas | 1 | EA | 1/1/1998 00:00:00 | south entrance to b56 | Mayport FISC-Potable Water-Service Area- Zone 1 | PWD MAYPORT
MAYFISC-PW-SA-1 | UMA435000417 | CONTROL VALVE, NFD-BFP-38-1, FLOW CONTROL | K10 - Potable Water Utilities | K1020 - Distribution | K1020100 - Service Areas | 1 | EA | 1/1/1998 00:00:00 | South entrance to B38 | Mayport FISC-Potable Water-Service Area- Zone 1 | PWD MAYPORT
MAYFISC-PW-SA-1 | UMA435000418 | SYSTEM VALVE, NFD-WV-B37/38, BALL, 2, INCHES | K10 - Potable Water Utilities | K1020 - Distribution | K1020100 - Service Areas | 1 | EA | 1/1/1992 00:00:00 | sw of b37 | Mayport FISC-Potable Water-Service Area- Zone 1 | PWD MAYPORT
MAYFISC-PW-SA-1 | UMA435000419 | SYSTEM VALVE, NFD-SV-002, GATE, 6, INCHES | K10 - Potable Water Utilities | K1020 - Distribution | K1020100 - Service Areas | 1 | EA | 1/1/2013 00:00:00 | somers rd; north of b55 | Mayport FISC-Potable Water-Service Area- Zone 1 | PWD MAYPORT
MAYFISC-PW-SA-1 | UMA435000420 | SYSTEM VALVE, NFD-WV-B25, GATE, 2, INCHES | K10 - Potable Water Utilities | K1020 - Distribution | K1020100 - Service Areas | 1 | EA | 1/1/1972 00:00:00 | sw corner of b56 | Mayport FISC-Potable Water-Service Area- Zone 1 | PWD MAYPORT
MAYFISC-PW-SA-1 | UMA435000421 | CONTROL VALVE, NFD-BFP-25, FLOW CONTROL | K10 - Potable Water Utilities | K1020 - Distribution | K1020100 - Service Areas | 1 | EA | 1/1/1998 00:00:00 | sw corner of b25 | Mayport FISC-Potable Water-Service Area- Zone 1 | PWD MAYPORT
MAYFISC-PW-SA-1 | UMA435000422 | SYSTEM VALVE, NFD-SV-028, BALL, 2, INCHES | K10 - Potable Water Utilities | K1020 - Distribution | K1020100 - Service Areas | 1 | EA | 1/1/1992 00:00:00 | south of b37 across road | Mayport FISC-Potable Water-Service Area- Zone 1 | PWD MAYPORT
MAYFISC-PW-SA-1 | UMA435000423 | SYSTEM VALVE, NFD-SV-027, GATE, 6, INCHES | K10 - Potable Water Utilities | K1020 - Distribution | K1020100 - Service Areas | 1 | EA | 1/1/1972 00:00:00 | EAST SIDE OF 1ST STREET NEXT TO CONCRETE CONTAINMENT PIT; OLD OIL WATER SEPARATOR | Mayport FISC-Potable Water-Service Area- Zone 1 | PWD MAYPORT
MAYFISC-PW-SA-1 | UMA435000424 | SYSTEM VALVE, NFD-SV-010, GATE, 6, INCHES | K10 - Potable Water Utilities | K1020 - Distribution | K1020100 - Service Areas | 1 | EA | 1/1/1972 00:00:00 | north of power pole 121, outside of fence | Mayport FISC-Potable Water-Service Area- Zone 1 | PWD MAYPORT
MAYFISC-PW-SA-1 | UMA435000425 | SYSTEM VALVE, NFD-SV-003, GATE, 6, INCHES | K10 - Potable Water Utilities | K1020 - Distribution | K1020100 - Service Areas | 1 | EA | 1/1/2013 00:00:00 | 3RD STREET NEAR INTERSECTION WITH SOMERS RD. | Mayport FISC-Potable Water-Service Area- Zone 1 | PWD MAYPORT
MAYFISC-PW-SA-1 | UMA435000426 | SYSTEM VALVE, NFD-SV-006, GATE, 6, INCHES | K10 - Potable Water Utilities | K1020 - Distribution | K1020100 - Service Areas | 1 | EA | 1/1/1972 00:00:00 | southernmost of 4 system valves on third st; east side of road | Mayport FISC-Potable Water-Service Area- Zone 1 | PWD MAYPORT
MAYFISC-PW-SA-1 | UMA435000427 | SYSTEM VALVE, NFD-SV-005, GATE, 6, INCHES | K10 - Potable Water Utilities | K1020 - Distribution | K1020100 - Service Areas | 1 | EA | 1/1/1972 00:00:00 | SYSTEM VALVE JUST NORTH OF DFM TRUCK LOADING RACK ENTRANCE FROM THIRD ST. | Mayport FISC-Potable Water-Service Area- Zone 1 | PWD MAYPORT
MAYFISC-PW-SA-1 | UMA435000428 | SYSTEM VALVE, NFD-SV-004, GATE, 6, INCHES | K10 - Potable Water Utilities | K1020 - Distribution | K1020100 - Service Areas | 1 | EA | 1/1/1972 00:00:00 | east side of third street nearest sw corner of T-2074 containment area | Mayport FISC-Potable Water-Service Area- Zone 1 | PWD MAYPORT
MAYFISC-PW-SA-1 | UMA435000429 | SYSTEM VALVE, NFD-SV-011, GATE, 6, INCHES | K10 - Potable Water Utilities | K1020 - Distribution | K1020100 - Service Areas | 1 | EA | 1/1/2013 00:00:00 | northwest of b18 open storage shed | Mayport FISC-Potable Water-Service Area- Zone 1 | PWD MAYPORT
MAYFISC-PW-SA-1 | UMA435000430 | SYSTEM VALVE, NFD-SV-009, GATE, 6, INCHES | K10 - Potable Water Utilities | K1020 - Distribution | K1020100 - Service Areas | 1 | EA | 1/1/2013 00:00:00 | between B18 and B8 along east side of fourth st | Mayport FISC-Potable Water-Service Area- Zone 1 | PWD MAYPORT
MAYFISC-PW-SA-1 | UMA435000431 | SYSTEM VALVE, NFD-SV-XXX, GATE, 6, INCHES | K10 - Potable Water Utilities | K1020 - Distribution | K1020100 - Service Areas | 1 | EA | 1/1/1972 00:00:00 | southwest of b18 on east side of fourth st; immediately south of valve replaced in 2013. | Mayport FISC-Potable Water-Service Area- Zone 1 | PWD MAYPORT
MAYFISC-PW-SA-1 | UMA435000432 | CONTROL VALVE, NFD-BFP-18, FLOW CONTROL | K10 - Potable Water Utilities | K1020 - Distribution | K1020100 - Service Areas | 1 | EA | 1/1/1998 00:00:00 | south of b18 by foreman office | Mayport FISC-Potable Water-Service Area- Zone 1 | PWD MAYPORT
MAYFISC-PW-SA-1 | UMA435000433 | CONTROL VALVE, NFD-BFP-8, FLOW CONTROL | K10 - Potable Water Utilities | K1020 - Distribution | K1020100 - Service Areas | 1 | EA | 1/1/1998 00:00:00 | west side of b8 | Mayport FISC-Potable Water-Service Area- Zone 1 | PWD MAYPORT
MAYFISC-PW-SA-1 | UMA435000434 | SYSTEM VALVE, NFD-SV-008, GATE, 6, INCHES | K10 - Potable Water Utilities | K1020 - Distribution | K1020100 - Service Areas | 1 | EA | 1/1/1972 00:00:00 | southeast side of fourth st near intersection of A road. | Mayport FISC-Potable Water-Service Area- Zone 1 | PWD MAYPORT
MAYFISC-PW-SA-1 | UMA435000435 | SYSTEM VALVE, NFD-SV-012, GATE, 8, INCHES | K10 - Potable Water Utilities | K1020 - Distribution | K1020100 - Service Areas | 1 | EA | 1/1/1972 00:00:00 | west side of fifth st; adjacent to T-2076 - east side | Mayport FISC-Potable Water-Service Area- Zone 1 | PWD MAYPORT
MAYFISC-PW-SA-1 | UMA435000436 | SYSTEM VALVE, NFD-SV-013, GATE, 8, INCHES | K10 - Potable Water Utilities | K1020 - Distribution | K1020100 - Service Areas | 1 | EA | 1/1/1972 00:00:00 | west side of fifth street immediately south of pipe trench | Mayport FISC-Potable Water-Service Area- Zone 1 | PWD MAYPORT
MAYFISC-PW-SA-1 | UMA435000437 | SYSTEM VALVE, NFD-SV-014, GATE, 8, INCHES | K10 - Potable Water Utilities | K1020 - Distribution | K1020100 - Service Areas | 1 | EA | 1/1/1972 00:00:00 | west side of fifth street, near intersection of A road | Mayport FISC-Potable Water-Service Area- Zone 1 | PWD MAYPORT
MAYFISC-PW-SA-1 | UMA435000438 | SYSTEM VALVE, NFD-SV-016, GATE, 8, INCHES | K10 - Potable Water Utilities | K1020 - Distribution | K1020100 - Service Areas | 1 | EA | 1/1/1972 00:00:00 | east end of A road by turnaround | Mayport FISC-Potable Water-Service Area- Zone 1 | PWD MAYPORT
MAYFISC-PW-SA-1 | UMA435000439 | SYSTEM VALVE, NFD-SV-015, GATE, 8, INCHES | K10 - Potable Water Utilities | K1020 - Distribution | K1020100 - Service Areas | 1 | EA | 1/1/1972 00:00:00 | north end of pier 111; across A road | Mayport FISC-Potable Water-Service Area- Zone 1 | PWD MAYPORT
MAYFISC-PW-SA-1 | UMA435000440 | CONTROL VALVE, NFD-BFP-107, FLOW CONTROL | K10 - Potable Water Utilities | K1020 - Distribution | K1020100 - Service Areas | 1 | EA | 1/1/1998 00:00:00 | Sewer lift station 107 | Mayport FISC-Potable Water-Service Area- Zone 1 | PWD MAYPORT
MAYFISC-PW-SA-1 | UMA435000441 | SYSTEM VALVE, NFD-SV-007, GATE, 6, INCHES | K10 - Potable Water Utilities | K1020 - Distribution | K1020100 - Service Areas | 1 | EA | 1/1/1972 00:00:00 | north side of b104 | Mayport FISC-Potable Water-Service Area- Zone 1 | PWD MAYPORT
MAYFISC-PW-SA-1 | UMA435000442 | SYSTEM VALVE, NFD-SV-017, GATE, 8, INCHES | K10 - Potable Water Utilities | K1020 - Distribution | K1020100 - Service Areas | 1 | EA | 1/1/2013 00:00:00 | west side of A road/Second st intersection | Mayport FISC-Potable Water-Service Area- Zone 1 | PWD MAYPORT
MAYFISC-PW-SA-1 | UMA435000443 | SYSTEM VALVE, NFD-HCV-02, GATE, 8, INCHES | K10 - Potable Water Utilities | K1020 - Distribution | K1020100 - Service Areas | 1 | EA | 1/1/1972 00:00:00 | A road approx 50' east of second st. | Mayport FISC-Potable Water-Service Area- Zone 1 | PWD MAYPORT
MAYFISC-PW-SA-1 | UMA435000444 | SYSTEM VALVE, NFD-HCV-03, GATE, 8, INCHES | K10 - Potable Water Utilities | K1020 - Distribution | K1020100 - Service Areas | 1 | EA | 1/1/1972 00:00:00 | north side of truck loading rack 34; south of old rail car loading rack | Mayport FISC-Potable Water-Service Area- Zone 1 | PWD MAYPORT
MAYFISC-PW-SA-1 | UMA435000445 | SYSTEM VALVE, NFD-SV-023, GATE, 8, INCHES | K10 - Potable Water Utilities | K1020 - Distribution | K1020100 - Service Areas | 1 | EA | 1/1/2013 00:00:00 | northeast of First St/A Road intersection; immediately South of older system valve | Mayport FISC-Potable Water-Service Area- Zone 1 | PWD MAYPORT
MAYFISC-PW-SA-1 | UMA435000446 | SYSTEM VALVE, NFD-HCV-08, GATE, 8, INCHES | K10 - Potable Water Utilities | K1020 - Distribution | K1020100 - Service Areas | 1 | EA | 1/1/1972 00:00:00 | northeast of First St/A road intersection | Mayport FISC-Potable Water-Service Area- Zone 1 | PWD MAYPORT
MAYFISC-PW-SA-1 | UMA435000447 | SYSTEM VALVE, NFD-SV-026, GATE, 8, INCHES | K10 - Potable Water Utilities | K1020 - Distribution | K1020100 - Service Areas | 1 | EA | 1/1/1972 00:00:00 | southside of First St/A Road intersection | Mayport FISC-Potable Water-Service Area- Zone 1 | PWD MAYPORT
MAYFISC-PW-SA-1 | UMA435000448 | SYSTEM VALVE, NFD-SV-025, GATE, 8, INCHES | K10 - Potable Water Utilities | K1020 - Distribution | K1020100 - Service Areas | 1 | EA | 1/1/1972 00:00:00 | south of A Road at intersection with First St. | Mayport FISC-Potable Water-Service Area- Zone 1 | PWD MAYPORT
MAYFISC-PW-SA-1 | UMA435000449 | SYSTEM VALVE, NFD-SV-024, GATE, 8, INCHES | K10 - Potable Water Utilities | K1020 - Distribution | K1020100 - Service Areas | 1 | EA | 1/1/1972 00:00:00 | First St/B Road intersection - east side of First St. | Mayport FISC-Potable Water-Service Area- Zone 1 | PWD MAYPORT
MAYFISC-PW-SA-1 | UMA435000450 | SYSTEM VALVE, NFD-HCV-07, GATE, 8, INCHES | K10 - Potable Water Utilities | K1020 - Distribution | K1020100 - Service Areas | 1 | EA | 1/1/1972 00:00:00 | B Road across from entrance ramp to Tank 6 | Mayport FISC-Potable Water-Service Area- Zone 1 | PWD MAYPORT
MAYFISC-PW-SA-1 | UMA435000451 | SYSTEM VALVE, NFD-HCV-06, GATE, 6, INCHES | K10 - Potable Water Utilities | K1020 - Distribution | K1020100 - Service Areas | 1 | EA | 1/1/1972 00:00:00 | B Road; between center of Tanks 1 and 5 | Mayport FISC-Potable Water-Service Area- Zone 1 | PWD MAYPORT
MAYFISC-PW-SA-1 | UMA435000452 | SYSTEM VALVE, NFD-HCV-05, GATE, 6, INCHES | K10 - Potable Water Utilities | K1020 - Distribution | K1020100 - Service Areas | 1 | EA | 1/1/1972 00:00:00 | east end of C Road | Mayport FISC-Potable Water-Service Area- Zone 1 | PWD MAYPORT
MAYFISC-PW-SA-1 | UMA435000453 | SYSTEM VALVE, NFD-SV-022, GATE, 6, INCHES | K10 - Potable Water Utilities | K1020 - Distribution | K1020100 - Service Areas | 1 | EA | 1/1/1972 00:00:00 | east end of B Road | Mayport FISC-Potable Water-Service Area- Zone 1 | PWD MAYPORT
MAYFISC-PW-SA-1 | UMA435000454 | SYSTEM VALVE, NFD-HCV-04, GATE, 6, INCHES | K10 - Potable Water Utilities | K1020 - Distribution | K1020100 - Service Areas | 1 | EA | 1/1/1972 00:00:00 | intersection of Second St and entrance road to b48 | Mayport FISC-Potable Water-Service Area- Zone 1 | PWD MAYPORT
MAYFISC-PW-SA-1 | UMA435000455 | SYSTEM VALVE, NFD-SV-020, GATE, 6, INCHES | K10 - Potable Water Utilities | K1020 - Distribution | K1020100 - Service Areas | 1 | EA | 1/1/2013 00:00:00 | Second St in front of old water tank - demo'd b50 | Mayport FISC-Potable Water-Service Area- Zone 1 | PWD MAYPORT
MAYFISC-PW-SA-1 | UMA435000456 | SYSTEM VALVE, NFD-SV-019, GATE, 6, INCHES | K10 - Potable Water Utilities | K1020 - Distribution | K1020100 - Service Areas | 1 | EA | 1/1/1972 00:00:00 | Second St directly in front of b51 | Mayport FISC-Potable Water-Service Area- Zone 1 | PWD MAYPORT
MAYFISC-PW-SA-1 | UMA435000457 | SYSTEM VALVE, NFD-SV-018, GATE, 6, INCHES | K10 - Potable Water Utilities | K1020 - Distribution | K1020100 - Service Areas | 1 | EA | 1/1/2013 00:00:00 | Second St directly in front of b51; just north of older system valve | Mayport FISC-Potable Water-Service Area- Zone 1 | PWD MAYPORT
MAYFISC-PW-SA-1 | UMA435000458 | SYSTEM VALVE, NFD-SV-021, GATE, 6, INCHES | K10 - Potable Water Utilities | K1020 - Distribution | K1020100 - Service Areas | 1 | EA | 1/1/2013 00:00:00 | easternmost end of B Road at Second St.; east of older valve on west side of Second St | Mayport FISC-Potable Water-Service Area- Zone 1 | PWD MAYPORT
MAYFISC-PW-SA-1 | UMA435000459 | CONTROL VALVE, NFD-BFP-51-1, FLOW CONTROL | K10 - Potable Water Utilities | K1020 - Distribution | K1020100 - Service Areas | 1 | EA | 1/1/1998 00:00:00 | North side of B51 | Mayport FISC-Potable Water-Service Area- Zone 1 | PWD MAYPORT
MAYFISC-PW-SA-1 | UMA435000460 | CONTROL VALVE, NFD-BFP-51-2, FLOW CONTROL | K10 - Potable Water Utilities | K1020 - Distribution | K1020100 - Service Areas | 1 | EA | 1/1/1998 00:00:00 | South side of B51 | Mayport FISC-Potable Water-Service Area- Zone 1 | PWD MAYPORT
MAYFISC-PW-SA-1 | UMA435000461 | CONTROL VALVE, NFD-BFP-109, FLOW CONTROL | K10 - Potable Water Utilities | K1020 - Distribution | K1020100 - Service Areas | 1 | EA | 1/1/1998 00:00:00 | East side of B109 | Mayport FISC-Potable Water-Service Area- Zone 1 | PWD MAYPORT
MAYFISC-PW-SA-1 | UMA435000462 | CONTROL VALVE, NFD-BFP-01, FLOW CONTROL | K10 - Potable Water Utilities | K1020 - Distribution | K1020100 - Service Areas | 1 | EA | 1/1/1998 00:00:00 | Somers Rd/Heckscher Dr. | Mayport FISC-Potable Water-Service Area- Zone 1 | PWD MAYPORT
MAYFISC-PW-SA-1 | UMA435000463 | CONTROL VALVE, NFD-BFP-003, FLOW CONTROL | K10 - Potable Water Utilities | K1020 - Distribution | K1020100 - Service Areas | 1 | EA | 1/1/2006 00:00:00 | marines compound; northeast side of facility | Mayport FISC-Potable Water-Service Area- Zone 1 | PWD MAYPORT
MAYFISC-PW-SA-1 | UMA435000464 | CONTROL VALVE, NFD-BFP-02, FLOW CONTROL | K10 - Potable Water Utilities | K1020 - Distribution | K1020100 - Service Areas | 1 | EA | 1/1/1998 00:00:00 | Somers Rd/Heckscher Dr | Mayport FISC-Potable Water-Service Area- Zone 1 | PWD MAYPORT
MAYFISC-PW-SA-1 | UMA435000465 | CONTROL VALVE, NFD-BFP-108, FLOW CONTROL | K10 - Potable Water Utilities | K1020 - Distribution | K1020100 - Service Areas | 1 | EA | 1/1/1998 00:00:00 | Southeast side of sewer lift station | Mayport FISC-Potable Water-Service Area- Zone 1 | PWD MAYPORT
MAYFISC-PW | S368809 | UEM,Mechanical Meter, SE_03_FW_BL_MARINES_1, Delivery, Other | K10 - Potable Water Utilities | K1020 - Distribution | K1020100 - Service Areas | 1 | EA | 1/1/2006 00:00:00 | MARINES MAIN BUILDING ROOM 146 | Mayport FISC-Potable Water | PWD MAYPORT
MAYPOR-284W | A122833 | WELL, W-3C | K10 - Potable Water Utilities | K1010 - Production | K1010110 - Wells | 1 | EA | 1/1/1960 00:00:00 | WELL NO. 3C POTABLE WATER WELL D 2592 KG | WELL NO. - POTABLE WATER | PWD MAYPORT
MAYPOR-284W | S422327 | UEM,Motor, M-3C, Induction, 75.0 HP, 1,775.0 RPM | K10 - Potable Water Utilities | K1010 - Production | K1010110 - Wells | 1 | EA | 12/16/2022 00:00:00 |  | WELL NO. - POTABLE WATER | PWD MAYPORT
MAYPOR-284W | UMA272001180 | CONTROL SYSTEM, CP-1462W, CONTROL POWER | K10 - Potable Water Utilities | K1010 - Production | K1010110 - Wells | 1 | EA | 1/1/1990 00:00:00 | WELL 3C | WELL NO. - POTABLE WATER | PWD MAYPORT
MAYPOR-284W | UMA435000011 | PUMP, WP-3C, CENTRIFUGAL, 2500, GALLONS PER MINUTE | K10 - Potable Water Utilities | K1010 - Production | K1010110 - Wells | 1 | EA | 1/1/1960 00:00:00 |  | WELL NO. - POTABLE WATER | PWD MAYPORT
MAYPOR-284W | UMA435000012 | SYSTEM VALVE, CV-3C, CHECK, 8, INCHES | K10 - Potable Water Utilities | K1010 - Production | K1010110 - Wells | 1 | EA | 1/1/1988 00:00:00 |  | WELL NO. - POTABLE WATER | PWD MAYPORT
MAYPOR-284W | UMA435000013 | SYSTEM VALVE, GV-3C, GATE, 8, INCHES | K10 - Potable Water Utilities | K1010 - Production | K1010110 - Wells | 1 | EA | 1/1/1989 00:00:00 |  | WELL NO. - POTABLE WATER | PWD MAYPORT
MAYPOR-284W | UMA435000014 | MOTOR, M-3C, INDUCTION, 1775, 75, 460, 3-WIRE | K10 - Potable Water Utilities | K1010 - Production | K1010110 - Wells | 1 | EA | 1/1/2011 00:00:00 | Motor #1 | WELL NO. - POTABLE WATER | PWD MAYPORT
MAYPOR-288T | A122849 | UEM,Tank, 288T, Above Ground, Concrete, Water | K10 - Potable Water Utilities | K1010 - Production | K1010300 - Raw Water Storage | 1 | EA | 1/1/1962 00:00:00 | 0.5 MG STORAGE TANK 0288 | WATER 5 MG STORAGE TANK | PWD MAYPORT
MAYPOR-1365 | MYP-1365-BFP-01 | BACKFLOW PREVENTER 1.50' | D20 - PLUMBING | D2020 - DOMESTIC WATER DISTRIBUTION | D2020903 - BACKFLOW PREVENTER | 1 | EA | 1/1/2000 00:00:00 | NORTHEAST SIOE | SEWAGE LIFT STA, PIER C | PWD MAYPORT
MAYPOR-1462W | A122834 | SYSTEM VALVE, CV-5E, CHECK, 10, INCHES | K10 - Potable Water Utilities | K1010 - Production | K1010110 - Wells | 1 | EA | 1/1/1960 00:00:00 | WELL E CHECK VALVE | WELL NO. 3 POTABLE WATER | PWD MAYPORT
MAYPOR-1462W | S488362 | UEM,Motor, M-5E, Induction, 60.0 HP, 1,730.0 RPM | K10 - Potable Water Utilities | K1010 - Production | K1010110 - Wells | 1 | EA | 10/1/2024 00:00:00 |  | WELL NO. 3 POTABLE WATER | PWD MAYPORT
MAYPOR-1462W | UMA435000016 | WELL, W-5E | K10 - Potable Water Utilities | K1010 - Production | K1010110 - Wells | 1 | EA | 1/1/1960 00:00:00 |  | WELL NO. 3 POTABLE WATER | PWD MAYPORT
MAYPOR-1462W | UMA435000017 | PUMP, P-5E, CENTRIFUGAL, 1800, GALLONS PER MINUTE | K10 - Potable Water Utilities | K1010 - Production | K1010110 - Wells | 1 | EA | 1/1/1979 00:00:00 |  | WELL NO. 3 POTABLE WATER | PWD MAYPORT
MAYPOR-1462W | UMA435000018 | SYSTEM VALVE, GV-5E, GATE, 10, INCHES | K10 - Potable Water Utilities | K1010 - Production | K1010110 - Wells | 1 | EA | 1/1/1989 00:00:00 |  | WELL NO. 3 POTABLE WATER | PWD MAYPORT
MAYPOR-1462W | UMA435000020 | CONTROL SYSTEM, CP-5E, MOTOR CONTROL | K10 - Potable Water Utilities | K1010 - Production | K1010110 - Wells | 1 | EA | 1/1/1961 00:00:00 |  | WELL NO. 3 POTABLE WATER | PWD MAYPORT
MAYPOR-1462W | UMA435000021 | MECHANICAL METER, FM-5E, DELIVERY, ELECTROMAGNETIC | K10 - Potable Water Utilities | K1010 - Production | K1010110 - Wells | 1 | EA | 1/1/2010 00:00:00 |  | WELL NO. 3 POTABLE WATER | PWD MAYPORT
MAYPOR-1463W | A122836 | WELL, W-4D | K10 - Potable Water Utilities | K1010 - Production | K1010110 - Wells | 1 | EA | 1/1/1960 00:00:00 | North of gas pumps in the SW corner of Maine and Moale | WELL NO. 4 - POTABLE WATER | PWD MAYPORT
MAYPOR-1463W | A122837 | SYSTEM VALVE, CV-4D, CHECK, 10, INCHES | K10 - Potable Water Utilities | K1010 - Production | K1010110 - Wells | 1 | EA | 1/1/1980 00:00:00 | WELL D CHECK VALVE | WELL NO. 4 - POTABLE WATER | PWD MAYPORT
MAYPOR-1463W | A122838 | PUMP, WP-4D, CENTRIFUGAL, 1800, GALLONS PER MINUTE | K10 - Potable Water Utilities | K1010 - Production | K1010110 - Wells | 1 | EA | 1/1/1979 00:00:00 | """WELL """"4D"""" PUMP""" | WELL NO. 4 - POTABLE WATER | PWD MAYPORT
MAYPOR-1463W | S315337 | UEM,Generator, Diesel Engine, 128.0 KW | K10 - Potable Water Utilities | K1010 - Production | K1010110 - Wells | 1 | EA | 2/18/2019 00:00:00 | MAYPOR-1463 WELL | WELL NO. 4 - POTABLE WATER | PWD MAYPORT
MAYPOR-1463W | S315338 | UEM,Tank, Above Ground, Steel, Diesel GL | K10 - Potable Water Utilities | K1010 - Production | K1010110 - Wells | 1 | EA | 2/18/2019 00:00:00 | GENERATOR FOR WELL 4D, 595 GAL DIESEL TANK | WELL NO. 4 - POTABLE WATER | PWD MAYPORT
MAYPOR-1463W | S404746 | UEM,Motor, M-4D, Induction, 75.0 HP, 1,775.0 RPM | K10 - Potable Water Utilities | K1010 - Production | K1010110 - Wells | 1 | EA | 4/1/2022 00:00:00 | Motor #1, currently in use - spare motor asset # UMA435000026 | WELL NO. 4 - POTABLE WATER | PWD MAYPORT
MAYPOR-1463W | UMA435000023 | SYSTEM VALVE, GV-4D, GATE, 10, INCHES | K10 - Potable Water Utilities | K1010 - Production | K1010110 - Wells | 1 | EA | 1/1/1979 00:00:00 |  | WELL NO. 4 - POTABLE WATER | PWD MAYPORT
MAYPOR-1463W | UMA435000025 | CONTROL SYSTEM, CP-4D, MOTOR CONTROL | K10 - Potable Water Utilities | K1010 - Production | K1010110 - Wells | 1 | EA | 1/1/1961 00:00:00 |  | WELL NO. 4 - POTABLE WATER | PWD MAYPORT
MAYPOR-1463W | UMA435000026 | MOTOR, M-4D, INDUCTION, 1775, 75, 460, 3-WIRE | K10 - Potable Water Utilities | K1010 - Production | K1010110 - Wells | 1 | EA | 1/1/1988 00:00:00 |  | WELL NO. 4 - POTABLE WATER | PWD MAYPORT
MAYPOR-1907 | UMA435000092 | TANK, T-1-1907, ABOVE GROUND, PLASTIC, SODIUM HYPOCHLORITE [BLEACH] | K10 - Potable Water Utilities | K1010 - Production | K1010150 - Preliminary Treatment | 1 | EA | 1/1/2008 00:00:00 |  | WTF CHLORINATION BUILDING | PWD MAYPORT
MAYPOR-1907 | UMA435000093 | TANK, T-2-1907, ABOVE GROUND, PLASTIC, SODIUM HYPOCHLORITE [BLEACH] | K10 - Potable Water Utilities | K1010 - Production | K1010150 - Preliminary Treatment | 1 | EA | 1/1/2012 00:00:00 |  | WTF CHLORINATION BUILDING | PWD MAYPORT
MAYPOR-1907 | UMA435000160 | TRANSFORMER, T-1-1907, POWER, 15, POLE MOUNTED, DRY TYPE | K10 - Potable Water Utilities | K1010 - Production | K1010150 - Preliminary Treatment | 1 | EA | 1/1/2008 00:00:00 |  | WTF CHLORINATION BUILDING | PWD MAYPORT
MAYPOR-1909 | A117449 | TANK, T-1909, ABOVE GROUND, STEEL, DIESEL | K10 - Potable Water Utilities | K1020 - Distribution | K1020120 - Storage | 1 | EA | 1/1/1980 00:00:00 | Aboveground Tank - Bldg 1909 - Diesel, Emer Gen, 4000 Gallons | WTP DIESEL FUEL TANK | PWD MAYPORT
MAYPOR-2294A | UMA438000013 | PUMP, P-C, EJECTOR, 3.8, LITERS PER HOUR | K10 - Potable Water Utilities | K1020 - Distribution | K1020120 - Storage | 1 | EA | 1/1/2011 00:00:00 | Injection pump-Caustic | E/F WHARF STEAM PLANT | PWD MAYPORT
MAYPOR-PW-SA-1 | A122963 | UEM,Hydrant, FH-211, Dry-Barrel | K10 - Potable Water Utilities | K1020 - Distribution | K1020100 - Service Areas | 1 | EA | 1/1/1976 00:00:00 | BALTIMORE 1333 PARKING LOT ENTRANCE | Mayport-Potable Water-Service Area-Zone 1 | PWD MAYPORT
MAYPOR-PW-SA-1 | A122965 | UEM,Hydrant, FH-208, Dry-Barrel | K10 - Potable Water Utilities | K1020 - Distribution | K1020100 - Service Areas | 1 | EA | 1/1/2010 00:00:00 | BALTIMORE & 351 PARKING LOT 1556 | Mayport-Potable Water-Service Area-Zone 1 | PWD MAYPORT
MAYPOR-PW-SA-1 | A122968 | HYDRANT, FH-210, DRY-BARREL | K10 - Potable Water Utilities | K1020 - Distribution | K1020100 - Service Areas | 1 | EA | 1/1/1975 00:00:00 | BUILDING 1388 PARKING LOT | Mayport-Potable Water-Service Area-Zone 1 | PWD MAYPORT
MAYPOR-PW-SA-1 | A122989 | UEM,Hydrant, FH-317, Dry-Barrel | K10 - Potable Water Utilities | K1020 - Distribution | K1020100 - Service Areas | 1 | EA | 1/1/1975 00:00:00 | BOM HOMME RICHARD ST, @ 1801 (FTC) VEHICLE EXIT | Mayport-Potable Water-Service Area-Zone 1 | PWD MAYPORT
MAYPOR-PW-SA-1 | A122990 | UEM,Hydrant, FH-318, Dry-Barrel | K10 - Potable Water Utilities | K1020 - Distribution | K1020100 - Service Areas | 1 | EA | 1/1/1975 00:00:00 | BOM HOMME RICHARD ST. SOUTH OF PAVILLION 2070 | Mayport-Potable Water-Service Area-Zone 1 | PWD MAYPORT
MAYPOR-PW-SA-1 | A123003 | HYDRANT, FH-331, DRY-BARREL | K10 - Potable Water Utilities | K1020 - Distribution | K1020100 - Service Areas | 1 | EA | 1/1/1975 00:00:00 | ACROSS STREET FROM NW CORNER OF 1388 | Mayport-Potable Water-Service Area-Zone 1 | PWD MAYPORT
MAYPOR-PW-SA-1 | A123995 | SYSTEM VALVE, HV-211, GATE, 6, INCHES | K10 - Potable Water Utilities | K1020 - Distribution | K1020100 - Service Areas | 1 | EA | 1/1/1976 00:00:00 | VALVE - F.H. #211 | Mayport-Potable Water-Service Area-Zone 1 | PWD MAYPORT
MAYPOR-PW-SA-1 | A124001 | UEM,System Valve, V-226, Gate, 6.0, Inches | K10 - Potable Water Utilities | K1020 - Distribution | K1020100 - Service Areas | 1 | EA | 1/1/1970 00:00:00 | #226 NORTH BOUND LANE OF BALTIMORE @ ENTRANCE TO 1842 | Mayport-Potable Water-Service Area-Zone 1 | PWD MAYPORT
MAYPOR-PW-SA-1 | A124003 | SYSTEM VALVE, GV-9003, GATE, 2, INCHES | K10 - Potable Water Utilities | K1020 - Distribution | K1020100 - Service Areas | 1 | EA | 1/1/1975 00:00:00 | BLDG 1523 | Mayport-Potable Water-Service Area-Zone 1 | PWD MAYPORT
MAYPOR-PW-SA-1 | A124007 | SYSTEM VALVE, HV-208, GATE, 6, INCHES | K10 - Potable Water Utilities | K1020 - Distribution | K1020100 - Service Areas | 1 | EA | 1/1/2010 00:00:00 | """VALVE FOR FH 208 - 6""""""" | Mayport-Potable Water-Service Area-Zone 1 | PWD MAYPORT
MAYPOR-PW-SA-1 | A124009 | UEM,System Valve, V-1556, Gate, 6.0, Inches | K10 - Potable Water Utilities | K1020 - Distribution | K1020100 - Service Areas | 1 | EA | 1/1/1970 00:00:00 | """VALVE FOR BLDG 1556 - 6""""""" | Mayport-Potable Water-Service Area-Zone 1 | PWD MAYPORT
MAYPOR-PW-SA-1 | A124010 | SYSTEM VALVE, GV-214, GATE, 6, INCHES | K10 - Potable Water Utilities | K1020 - Distribution | K1020100 - Service Areas | 1 | EA | 1/1/1970 00:00:00 | VALVE #214 | Mayport-Potable Water-Service Area-Zone 1 | PWD MAYPORT
MAYPOR-PW-SA-1 | A124011 | UEM,System Valve, V-215, Gate, 2.5, Inches | K10 - Potable Water Utilities | K1020 - Distribution | K1020100 - Service Areas | 1 | EA | 1/1/1970 00:00:00 | BLDG 351 EAST OF BALTIMORE, 3' NORTH OF FH #208 | Mayport-Potable Water-Service Area-Zone 1 | PWD MAYPORT
MAYPOR-PW-SA-1 | A124017 | SYSTEM VALVE, HV-318, GATE, 6, INCHES | K10 - Potable Water Utilities | K1020 - Distribution | K1020100 - Service Areas | 1 | EA | 1/1/1975 00:00:00 | """VALVE FOR FH 318 - 6""""""" | Mayport-Potable Water-Service Area-Zone 1 | PWD MAYPORT
MAYPOR-PW-SA-1 | A124019 | SYSTEM VALVE, HV-317, GATE, 6, INCHES | K10 - Potable Water Utilities | K1020 - Distribution | K1020100 - Service Areas | 1 | EA | 1/1/1975 00:00:00 | """VALVE FOR FH 317 - 6""""""" | Mayport-Potable Water-Service Area-Zone 1 | PWD MAYPORT
MAYPOR-PW-SA-1 | A124023 | SYSTEM VALVE, HV-331, GATE, 6, INCHES | K10 - Potable Water Utilities | K1020 - Distribution | K1020100 - Service Areas | 1 | EA | 1/1/1975 00:00:00 | """VALVE FOR FH 331 - 6""""""" | Mayport-Potable Water-Service Area-Zone 1 | PWD MAYPORT
MAYPOR-PW-SA-1 | S354333 | UEM,Mechanical Meter, SE_03_FW_BL_351_1, ADR, Other, 120320028 | K10 - Potable Water Utilities | K1020 - Distribution | K1020100 - Service Areas | 1 | EA | 1/1/2012 00:00:00 | BLDG# 351 FLEET TRAIN/NS RADAR | Mayport-Potable Water-Service Area-Zone 1 | PWD MAYPORT
MAYPOR-PW-SA-1 | S354337 | UEM,Mechanical Meter, SE_03_FW_BL_354_1, ADR, Other, 120320029 | K10 - Potable Water Utilities | K1020 - Distribution | K1020100 - Service Areas | 1 | EA | 1/1/2012 00:00:00 | BLDG-354 | Mayport-Potable Water-Service Area-Zone 1 | PWD MAYPORT
MAYPOR-PW-SA-1 | S354338 | UEM,Mechanical Meter, SE_03_FW_BL_359_1, ADR, Other, 120320030 | K10 - Potable Water Utilities | K1020 - Distribution | K1020100 - Service Areas | 1 | EA | 1/1/2012 00:00:00 | BLDG-359 | Mayport-Potable Water-Service Area-Zone 1 | PWD MAYPORT
MAYPOR-PW-SA-1 | S365189 | UEM,Mechanical Meter, SE_03_FW_BL_2211_1, Delivery, Other, 120320140 | K10 - Potable Water Utilities | K1020 - Distribution | K1020100 - Service Areas | 1 | EA | 1/1/2012 00:00:00 | TOWER 3 ON JETTY | Mayport-Potable Water-Service Area-Zone 1 | PWD MAYPORT
MAYPOR-PW-SA-1 | S437070 | UEM,Hydrant, FH-340, Wet-Barrel | K10 - Potable Water Utilities | K1020 - Distribution | K1020100 - Service Areas | 1 | EA | 1/1/1980 00:00:00 | FIRE TRAINING AREA NORTH NEAR 1805 | Mayport-Potable Water-Service Area-Zone 1 | PWD MAYPORT
MAYPOR-PW-SA-1 | S437072 | UEM,Hydrant, FH-341, Wet-Barrel | K10 - Potable Water Utilities | K1020 - Distribution | K1020100 - Service Areas | 1 | EA | 1/1/1980 00:00:00 | FIRE TRAINING AREA SOUTH NEAR 1805 | Mayport-Potable Water-Service Area-Zone 1 | PWD MAYPORT
MAYPOR-PW-SA-1 | S447610 | UEM,Control System, ANT-1805, Antenna | K10 - Potable Water Utilities | K1020 - Distribution | K1020100 - Service Areas | 1 | EA | 6/1/2011 00:00:00 |  | Mayport-Potable Water-Service Area-Zone 1 | PWD MAYPORT
MAYPOR-PW-SA-1 | S456284 | UEM,Control Valve, PIV-56, Flow Control | K10 - Potable Water Utilities | K1020 - Distribution | K1020100 - Service Areas | 1 | EA | 1/1/1980 00:00:00 | BLDG 191 NEAR GOLF COURSE | Mayport-Potable Water-Service Area-Zone 1 | PWD MAYPORT
MAYPOR-PW-SA-1 | S456301 | UEM,Control Valve, PIV-54, Flow Control | K10 - Potable Water Utilities | K1020 - Distribution | K1020100 - Service Areas | 1 | EA | 1/1/1980 00:00:00 | BLDG 191 Rear/SW Behind HAZMAT | Mayport-Potable Water-Service Area-Zone 1 | PWD MAYPORT
MAYPOR-PW-SA-1 | S456430 | UEM,Control Valve, PIV-53, Flow Control | K10 - Potable Water Utilities | K1020 - Distribution | K1020100 - Service Areas | 1 | EA | 1/1/1980 00:00:00 | BLDG 191 North Side of Building | Mayport-Potable Water-Service Area-Zone 1 | PWD MAYPORT
MAYPOR-PW-SA-1 | UMA435000003 | SYSTEM VALVE, GV-9001, GATE, 10, INCHES | K10 - Potable Water Utilities | K1020 - Distribution | K1020100 - Service Areas | 1 | EA | 1/1/1975 00:00:00 |  | Mayport-Potable Water-Service Area-Zone 1 | PWD MAYPORT
MAYPOR-PW-SA-1 | UMA435000004 | SYSTEM VALVE, GV-9002, GATE, 10, INCHES | K10 - Potable Water Utilities | K1020 - Distribution | K1020100 - Service Areas | 1 | EA | 1/1/1975 00:00:00 |  | Mayport-Potable Water-Service Area-Zone 1 | PWD MAYPORT
MAYPOR-PW-SA-1 | UMA435000005 | UEM,System Valve, Check, 6.0, Inches | K10 - Potable Water Utilities | K1020 - Distribution | K1020100 - Service Areas | 1 | EA | 1/1/2000 00:00:00 |  | Mayport-Potable Water-Service Area-Zone 1 | PWD MAYPORT
MAYPOR-PW-SA-1 | UMA435000006 | SYSTEM VALVE, GV-9004, GATE, 6, INCHES | K10 - Potable Water Utilities | K1020 - Distribution | K1020100 - Service Areas | 1 | EA | 1/1/1975 00:00:00 |  | Mayport-Potable Water-Service Area-Zone 1 | PWD MAYPORT
MAYPOR-PW-SA-1 | UMA435000007 | SYSTEM VALVE, GV-347, GATE, 10, INCHES | K10 - Potable Water Utilities | K1020 - Distribution | K1020100 - Service Areas | 1 | EA | 1/1/1970 00:00:00 |  | Mayport-Potable Water-Service Area-Zone 1 | PWD MAYPORT
MAYPOR-PW-SA-1 | UMA435000008 | SYSTEM VALVE, GV-9005, GATE, 10, INCHES | K10 - Potable Water Utilities | K1020 - Distribution | K1020100 - Service Areas | 1 | EA | 1/1/1970 00:00:00 |  | Mayport-Potable Water-Service Area-Zone 1 | PWD MAYPORT
MAYPOR-PW-SA-1 | UMA435000009 | PIPE, WDP-SA-1, 4700, FEET | K10 - Potable Water Utilities | K1020 - Distribution | K1020100 - Service Areas | 1 | EA | 1/1/1975 00:00:00 |  | Mayport-Potable Water-Service Area-Zone 1 | PWD MAYPORT
MAYPOR-PW-SA-1 | UMA435000565 | UEM,Hydrant, FH-423, Wet-Barrel | K10 - Potable Water Utilities | K1020 - Distribution | K1020100 - Service Areas | 1 | EA | 1/1/1965 00:00:00 | NW corner of mayport rd/moale ave intersection | Mayport-Potable Water-Service Area-Zone 1 | PWD MAYPORT
MAYPOR-PW-SA-1 | UMA436000248 | UEM,Hydrant, FH-215, Wet-Barrel | K10 - Potable Water Utilities | K1020 - Distribution | K1020100 - Service Areas | 1 | EA | 1/1/1988 00:00:00 | BACK OF 1585, NEAR 1842 | Mayport-Potable Water-Service Area-Zone 1 | PWD MAYPORT
MAYPOR-PW-SA-2 | A122983 | HYDRANT, HYD-308, DRY-BARREL | K10 - Potable Water Utilities | K1020 - Distribution | K1020100 - Service Areas | 1 | EA | 1/1/1960 00:00:00 | MYP-FIRE HYDRANT BAILEY @ WEST END OF 337 | Mayport-Potable Water-Service Area-Zone 2 | PWD MAYPORT
MAYPOR-PW-SA-2 | A122985 | UEM,Hydrant, FH-311, Wet-Barrel | K10 - Potable Water Utilities | K1020 - Distribution | K1020100 - Service Areas | 1 | EA | 1/1/1961 00:00:00 | MYP-FIRE HYDRANT BON HOMME RICHARD @ 1966 | Mayport-Potable Water-Service Area-Zone 2 | PWD MAYPORT
MAYPOR-PW-SA-2 | A124049 | SYSTEM VALVE, HV-310, GATE, 6, INCHES | K10 - Potable Water Utilities | K1020 - Distribution | K1020100 - Service Areas | 1 | EA | 1/1/1961 00:00:00 | """VALVE FOR FH 310 - 6""""""" | Mayport-Potable Water-Service Area-Zone 2 | PWD MAYPORT
MAYPOR-PW-SA-2 | MYP-2527-OFP-01 | UEM,System Valve, PIV, Gate, 6.0, Inches | K10 - Potable Water Utilities | K1020 - Distribution | K1020100 - Service Areas | 1 | EA | 4/1/2019 00:00:00 | MECH RM 3 | Mayport-Potable Water-Service Area-Zone 2 | PWD MAYPORT
MAYPOR-PW-SA-2 | S354149 | UEM,Mechanical Meter, SE_03_FW_BL_1_1, ADR, Other, 120320001 | K10 - Potable Water Utilities | K1020 - Distribution | K1020100 - Service Areas | 1 | EA | 1/1/2013 00:00:00 | BLDG-1 | Mayport-Potable Water-Service Area-Zone 2 | PWD MAYPORT
MAYPOR-PW-SA-2 | S354209 | UEM,Mechanical Meter, SE_03_FW_BL_7_1, ADR, Other, 120320141 | K10 - Potable Water Utilities | K1020 - Distribution | K1020100 - Service Areas | 1 | EA | 1/1/2012 00:00:00 | BLDG #7 ADMIN BUILDING | Mayport-Potable Water-Service Area-Zone 2 | PWD MAYPORT
MAYPOR-PW-SA-2 | S354227 | UEM,Mechanical Meter, SE_03_FW_BL_0191_1, ADR, Other, 120320009 | K10 - Potable Water Utilities | K1020 - Distribution | K1020100 - Service Areas | 1 | EA | 1/1/2012 00:00:00 | BLDG #191 FISC | Mayport-Potable Water-Service Area-Zone 2 | PWD MAYPORT
MAYPOR-PW-SA-2 | S354229 | UEM,Mechanical Meter, SE_03_FW_BL_234_1, ADR, Other, 120320010 | K10 - Potable Water Utilities | K1020 - Distribution | K1020100 - Service Areas | 1 | EA | 1/1/2012 00:00:00 | BLDG #234 EQUIP MAINT SHOP (JC-H) | Mayport-Potable Water-Service Area-Zone 2 | PWD MAYPORT
MAYPOR-PW-SA-2 | S354230 | UEM,Mechanical Meter, S354230, ADR, Other, 120320010 | K10 - Potable Water Utilities | K1020 - Distribution | K1020100 - Service Areas | 1 | EA | 1/1/2012 00:00:00 | Possible BLDG# 242 CPO/WELLNESS CENTER | Mayport-Potable Water-Service Area-Zone 2 | PWD MAYPORT
MAYPOR-PW-SA-2 | S354271 | UEM,Mechanical Meter, S354271, ADR, Other, 120320011 | K10 - Potable Water Utilities | K1020 - Distribution | K1020100 - Service Areas | 1 | EA | 1/1/2012 00:00:00 | Possible BLDG# 242 CPO/WELLNESS CENTER | Mayport-Potable Water-Service Area-Zone 2 | PWD MAYPORT
MAYPOR-PW-SA-2 | S354277 | UEM,Mechanical Meter, SE_03_FW_BL_245_1, ADR, Other, 120320012 | K10 - Potable Water Utilities | K1020 - Distribution | K1020100 - Service Areas | 1 | EA | 1/1/2012 00:00:00 | Possible BLDG# 245 liberty center | Mayport-Potable Water-Service Area-Zone 2 | PWD MAYPORT
MAYPOR-PW-SA-2 | S354285 | UEM,Mechanical Meter, SE_03_FW_BL_262_1, ADR, Other, 120320145 | K10 - Potable Water Utilities | K1020 - Distribution | K1020100 - Service Areas | 1 | EA | 1/1/2012 00:00:00 | BLDG-265 | Mayport-Potable Water-Service Area-Zone 2 | PWD MAYPORT
MAYPOR-PW-SA-2 | S354287 | UEM,Mechanical Meter, SE_03_FW_BL_268_1, ADR, Other, 120320015 | K10 - Potable Water Utilities | K1020 - Distribution | K1020100 - Service Areas | 1 | EA | 1/1/2012 00:00:00 | BLDG-268 | Mayport-Potable Water-Service Area-Zone 2 | PWD MAYPORT
MAYPOR-PW-SA-2 | S354291 | UEM,Mechanical Meter, SE_03_FW_BL_285_1, ADR, Other, 120320017 | K10 - Potable Water Utilities | K1020 - Distribution | K1020100 - Service Areas | 1 | EA | 1/1/2012 00:00:00 | SEWAGE TREATMENT PLANT | Mayport-Potable Water-Service Area-Zone 2 | PWD MAYPORT
MAYPOR-PW-SA-2 | S354295 | UEM,Mechanical Meter, SE_03_FW_BL_285_2, ADR, Other, 120320016 | K10 - Potable Water Utilities | K1020 - Distribution | K1020100 - Service Areas | 1 | EA | 1/1/2012 00:00:00 | SEWAGE TREATMENT PLANT | Mayport-Potable Water-Service Area-Zone 2 | PWD MAYPORT
MAYPOR-PW-SA-2 | S354322 | UEM,Mechanical Meter, SE_03_FW_BL_337_1, ADR, Other, 120320023 | K10 - Potable Water Utilities | K1020 - Distribution | K1020100 - Service Areas | 1 | EA | 1/1/2012 00:00:00 | BLDG# 337 EM BARRACKS W/O MESS | Mayport-Potable Water-Service Area-Zone 2 | PWD MAYPORT
MAYPOR-PW-SA-2 | S354324 | UEM,Mechanical Meter, SE_03_FW_BL_349_1, ADR, Other, 120320026 | K10 - Potable Water Utilities | K1020 - Distribution | K1020100 - Service Areas | 1 | EA | 1/1/2012 00:00:00 | BLDG# 349 MWR BLDG | Mayport-Potable Water-Service Area-Zone 2 | PWD MAYPORT
MAYPOR-PW-SA-2 | S354328 | UEM,Mechanical Meter, SE_03_FW_BL_338_1, ADR, Other, 120320024 | K10 - Potable Water Utilities | K1020 - Distribution | K1020100 - Service Areas | 1 | EA | 1/1/2012 00:00:00 | BLDG-338 | Mayport-Potable Water-Service Area-Zone 2 | PWD MAYPORT
MAYPOR-PW-SA-2 | S354331 | UEM,Mechanical Meter, SE_03_FW_BL_350_1, ADR, Other, 120320027 | K10 - Potable Water Utilities | K1020 - Distribution | K1020100 - Service Areas | 1 | EA | 1/1/2012 00:00:00 | BLDG-350 | Mayport-Potable Water-Service Area-Zone 2 | PWD MAYPORT
MAYPOR-PW-SA-2 | S354343 | UEM,Mechanical Meter, SE_03_FW_BL_392_1, ADR, Other, 120320146 | K10 - Potable Water Utilities | K1020 - Distribution | K1020100 - Service Areas | 1 | EA | 1/1/2012 00:00:00 | BLDG-392 | Mayport-Potable Water-Service Area-Zone 2 | PWD MAYPORT
MAYPOR-PW-SA-2 | S354346 | UEM,Mechanical Meter, SE_03_FW_BL_414_1, ADR, Other, 120320143 | K10 - Potable Water Utilities | K1020 - Distribution | K1020100 - Service Areas | 1 | EA | 1/1/2012 00:00:00 | BLDG-414 | Mayport-Potable Water-Service Area-Zone 2 | PWD MAYPORT
MAYPOR-PW-SA-2 | S354622 | UEM,Mechanical Meter, SE_03_FW_BL_448_01, ADR, Other, 120320038 | K10 - Potable Water Utilities | K1020 - Distribution | K1020100 - Service Areas | 1 | EA | 1/1/2012 00:00:00 | BLDG-448 | Mayport-Potable Water-Service Area-Zone 2 | PWD MAYPORT
MAYPOR-PW-SA-2 | S354625 | UEM,Mechanical Meter, SE_03_FW_BL_451_1, ADR, Other, 120320039 | K10 - Potable Water Utilities | K1020 - Distribution | K1020100 - Service Areas | 1 | EA | 1/1/2012 00:00:00 | BLDG 448 EM BARRACKS W/O MESS | Mayport-Potable Water-Service Area-Zone 2 | PWD MAYPORT
MAYPOR-PW-SA-2 | S354646 | UEM,Mechanical Meter, SE_03_FW_BL_460_1, ADR, Other, 120320040 | K10 - Potable Water Utilities | K1020 - Distribution | K1020100 - Service Areas | 1 | EA | 1/1/2012 00:00:00 |  | Mayport-Potable Water-Service Area-Zone 2 | PWD MAYPORT
MAYPOR-PW-SA-2 | S354648 | UEM,Mechanical Meter, SE_03_FW_BL_1264_1, ADR, Other, 120320042 | K10 - Potable Water Utilities | K1020 - Distribution | K1020100 - Service Areas | 1 | EA | 1/1/2012 00:00:00 | BLDG 1263 OLD BANK | Mayport-Potable Water-Service Area-Zone 2 | PWD MAYPORT
MAYPOR-PW-SA-2 | S354653 | UEM,Mechanical Meter, M-1333, ADR, Other, 120320046 | K10 - Potable Water Utilities | K1020 - Distribution | K1020100 - Service Areas | 1 | EA | 1/1/2012 00:00:00 | BLDG 1333 ADMIN SUPPORT OFFICES | Mayport-Potable Water-Service Area-Zone 2 | PWD MAYPORT
MAYPOR-PW-SA-2 | S354656 | UEM,Mechanical Meter, SE_03_FW_BL_1334_1, ADR, Other, 120320047 | K10 - Potable Water Utilities | K1020 - Distribution | K1020100 - Service Areas | 1 | EA | 1/1/2012 00:00:00 | BLDG 1334 BALL FIELD | Mayport-Potable Water-Service Area-Zone 2 | PWD MAYPORT
MAYPOR-PW-SA-2 | S354675 | UEM,Mechanical Meter, SE_03_FW_BL_1343_1, ADR, Other, 120320049 | K10 - Potable Water Utilities | K1020 - Distribution | K1020100 - Service Areas | 1 | EA | 1/1/2012 00:00:00 |  | Mayport-Potable Water-Service Area-Zone 2 | PWD MAYPORT
MAYPOR-PW-SA-2 | S354676 | UEM,Mechanical Meter, SE_03_FW_BL_1343_1, ADR, Other, 120320050 | K10 - Potable Water Utilities | K1020 - Distribution | K1020100 - Service Areas | 1 | EA | 1/1/2012 00:00:00 |  | Mayport-Potable Water-Service Area-Zone 2 | PWD MAYPORT
MAYPOR-PW-SA-2 | S354677 | UEM,Mechanical Meter, 3FW_BL_1349_1, ADR, Other, 120320051 | K10 - Potable Water Utilities | K1020 - Distribution | K1020100 - Service Areas | 1 | EA | 1/1/2012 00:00:00 | BLDG 1349 GARAGE | Mayport-Potable Water-Service Area-Zone 2 | PWD MAYPORT
MAYPOR-PW-SA-2 | S354678 | UEM,Mechanical Meter, SE_03_FW_BL_1365_1, ADR, Other, 120320053 | K10 - Potable Water Utilities | K1020 - Distribution | K1020100 - Service Areas | 1 | EA | 1/1/2012 00:00:00 | BLDG 1365 SOFTBALL FIELD | Mayport-Potable Water-Service Area-Zone 2 | PWD MAYPORT
MAYPOR-PW-SA-2 | S354679 | UEM,Mechanical Meter, SE_03_FW_BL_1375_1, ADR, Other, 120320139 | K10 - Potable Water Utilities | K1020 - Distribution | K1020100 - Service Areas | 1 | EA | 1/1/2012 00:00:00 | BLDG 1375 MAGNETIC SILENCING FACILITY | Mayport-Potable Water-Service Area-Zone 2 | PWD MAYPORT
MAYPOR-PW-SA-2 | S354855 | UEM,Mechanical Meter, SE_03_FW_BL_1391_1, ADR, Other, 120320117 | K10 - Potable Water Utilities | K1020 - Distribution | K1020100 - Service Areas | 1 | EA | 1/1/2012 00:00:00 |  | Mayport-Potable Water-Service Area-Zone 2 | PWD MAYPORT
MAYPOR-PW-SA-2 | S354857 | UEM,Mechanical Meter, SE_03_FW_ST_1391_2, ADR, Other, 120320057 | K10 - Potable Water Utilities | K1020 - Distribution | K1020100 - Service Areas | 1 | EA | 1/1/2012 00:00:00 | BLDG 1388 OPERATIONS TRAINING BLDG (FTC) | Mayport-Potable Water-Service Area-Zone 2 | PWD MAYPORT
MAYPOR-PW-SA-2 | S355183 | UEM,Mechanical Meter, SE_03_FW_BL_1397_1, ADR, Other, 120320058 | K10 - Potable Water Utilities | K1020 - Distribution | K1020100 - Service Areas | 1 | EA | 1/1/2012 00:00:00 | M1397 | Mayport-Potable Water-Service Area-Zone 2 | PWD MAYPORT
MAYPOR-PW-SA-2 | S355184 | UEM,Mechanical Meter, SE_03_FW_BL_1425_1, ADR, Other, 120320059 | K10 - Potable Water Utilities | K1020 - Distribution | K1020100 - Service Areas | 1 | EA | 1/1/2012 00:00:00 | BLDG-1425 | Mayport-Potable Water-Service Area-Zone 2 | PWD MAYPORT
MAYPOR-PW-SA-2 | S355249 | UEM,Mechanical Meter, SE_03_FW_BL_1488_2, ADR, Other, 120320063 | K10 - Potable Water Utilities | K1020 - Distribution | K1020100 - Service Areas | 1 | EA | 1/1/2012 00:00:00 | BLDG-1488 | Mayport-Potable Water-Service Area-Zone 2 | PWD MAYPORT
MAYPOR-PW-SA-2 | S355250 | UEM,Mechanical Meter, SE_03_FW_BL_1488_1, ADR, Other, 120320062 | K10 - Potable Water Utilities | K1020 - Distribution | K1020100 - Service Areas | 1 | EA | 1/1/2012 00:00:00 | BLDG-1488 | Mayport-Potable Water-Service Area-Zone 2 | PWD MAYPORT
MAYPOR-PW-SA-2 | S355287 | UEM,Mechanical Meter, SE_03_FW_BL_1556_1, ADR, Other, 120320068 | K10 - Potable Water Utilities | K1020 - Distribution | K1020100 - Service Areas | 1 | EA | 1/1/2012 00:00:00 | B.1556 NAMTRADET APPLIED INSTRUCTION | Mayport-Potable Water-Service Area-Zone 2 | PWD MAYPORT
MAYPOR-PW-SA-2 | S355288 | UEM,Mechanical Meter, SE_03_FW_BL_1576_1, ADR, Other, 120320069 | K10 - Potable Water Utilities | K1020 - Distribution | K1020100 - Service Areas | 1 | EA | 1/1/2012 00:00:00 | FAMILY SERVICE CENTER BLDG-1576 | Mayport-Potable Water-Service Area-Zone 2 | PWD MAYPORT
MAYPOR-PW-SA-2 | S355289 | UEM,Mechanical Meter, SE_03_FW_BL_1585_1, ADR, Other, 120320070 | K10 - Potable Water Utilities | K1020 - Distribution | K1020100 - Service Areas | 1 | EA | 1/1/2012 00:00:00 | BEQ EAST (UEPH) BLDG-1585 | Mayport-Potable Water-Service Area-Zone 2 | PWD MAYPORT
MAYPOR-PW-SA-2 | S355291 | UEM,Mechanical Meter, SE_03_FW_BL_1586_1, ADR, Other, 120320071 | K10 - Potable Water Utilities | K1020 - Distribution | K1020100 - Service Areas | 1 | EA | 1/1/2012 00:00:00 | TWO METERS ON BUILDING BLDG-1586 | Mayport-Potable Water-Service Area-Zone 2 | PWD MAYPORT
MAYPOR-PW-SA-2 | S355292 | UEM,Mechanical Meter, SE_03_FW_BL_1586_2, ADR, Other, 120320072 | K10 - Potable Water Utilities | K1020 - Distribution | K1020100 - Service Areas | 1 | EA | 1/1/2012 00:00:00 | TWO METERS ON BUILDING BLDG-1586 | Mayport-Potable Water-Service Area-Zone 2 | PWD MAYPORT
MAYPOR-PW-SA-2 | S355293 | UEM,Mechanical Meter, SE_03_FW_BL_1587_1, ADR, Other, 120320073 | K10 - Potable Water Utilities | K1020 - Distribution | K1020100 - Service Areas | 1 | EA | 1/1/2012 00:00:00 |  | Mayport-Potable Water-Service Area-Zone 2 | PWD MAYPORT
MAYPOR-PW-SA-2 | S355302 | UEM,Mechanical Meter, SE_03_FW_BL_1805_1, ADR, Other, 120320081 | K10 - Potable Water Utilities | K1020 - Distribution | K1020100 - Service Areas | 1 | EA | 1/1/2012 00:00:00 |  | Mayport-Potable Water-Service Area-Zone 2 | PWD MAYPORT
MAYPOR-PW-SA-2 | S360687 | UEM,Mechanical Meter, SE_03_FW_BL_1814_1, ADR, Other, 120320090 | K10 - Potable Water Utilities | K1020 - Distribution | K1020100 - Service Areas | 1 | EA | 1/1/2012 00:00:00 | SECURITY SUPPORT IN MECHANICAL ROOM BLDG-1886 | Mayport-Potable Water-Service Area-Zone 2 | PWD MAYPORT
MAYPOR-PW-SA-2 | S360688 | UEM,Mechanical Meter, SE_03_FW_BL_1842_1, ADR, Other, 120320091 | K10 - Potable Water Utilities | K1020 - Distribution | K1020100 - Service Areas | 1 | EA | 1/1/2012 00:00:00 | AFLOAT TRAINING GROUP BLDG-1842 | Mayport-Potable Water-Service Area-Zone 2 | PWD MAYPORT
MAYPOR-PW-SA-2 | S360692 | UEM,Mechanical Meter, SE_03_FW_BL_1860_1, ADR, Other, 120320087 | K10 - Potable Water Utilities | K1020 - Distribution | K1020100 - Service Areas | 1 | EA | 1/1/2012 00:00:00 | BLDG-1860 | Mayport-Potable Water-Service Area-Zone 2 | PWD MAYPORT
MAYPOR-PW-SA-2 | S360698 | UEM,Mechanical Meter, SE_03_WF_BL_1980_02, ADR, Other, 120320096 | K10 - Potable Water Utilities | K1020 - Distribution | K1020100 - Service Areas | 1 | EA | 1/1/2012 00:00:00 | BLDG-1980 | Mayport-Potable Water-Service Area-Zone 2 | PWD MAYPORT
MAYPOR-PW-SA-2 | S360700 | UEM,Mechanical Meter, SE_03_FW_BL_1886_1, ADR, Other, 120350097 | K10 - Potable Water Utilities | K1020 - Distribution | K1020100 - Service Areas | 1 | EA | 1/1/2012 00:00:00 | ENVIRONMENTAL RECW BLDG-1886 | Mayport-Potable Water-Service Area-Zone 2 | PWD MAYPORT
MAYPOR-PW-SA-2 | S360702 | UEM,Mechanical Meter, SE_03_FW_BL_1888_1, ADR, Other, 120350098 | K10 - Potable Water Utilities | K1020 - Distribution | K1020100 - Service Areas | 1 | EA | 1/1/2012 00:00:00 | BLDG-1888 | Mayport-Potable Water-Service Area-Zone 2 | PWD MAYPORT
MAYPOR-PW-SA-2 | S360703 | UEM,Mechanical Meter, SE_03_FW_BL_1906_1, ADR, Other, 120350150 | K10 - Potable Water Utilities | K1020 - Distribution | K1020100 - Service Areas | 1 | EA | 1/1/2012 00:00:00 | WATER TREATMENT BUILDING | Mayport-Potable Water-Service Area-Zone 2 | PWD MAYPORT
MAYPOR-PW-SA-2 | S360707 | UEM,Mechanical Meter, SE_03_FW_BL_1933_1, ADR, Other, 120320092 | K10 - Potable Water Utilities | K1020 - Distribution | K1020100 - Service Areas | 1 | EA | 1/1/2012 00:00:00 | BLDG-1933 | Mayport-Potable Water-Service Area-Zone 2 | PWD MAYPORT
MAYPOR-PW-SA-2 | S364704 | UEM,Mechanical Meter, SE_03_FW_BL_1814_1, ADR, Other, 120320083 | K10 - Potable Water Utilities | K1020 - Distribution | K1020100 - Service Areas | 1 | EA | 1/1/2012 00:00:00 | BLDG-1814 | Mayport-Potable Water-Service Area-Zone 2 | PWD MAYPORT
MAYPOR-PW-SA-2 | S364708 | UEM,Mechanical Meter, SE_03_FW_BL_1842_1, Delivery, Other, 120320084 | K10 - Potable Water Utilities | K1020 - Distribution | K1020100 - Service Areas | 1 | EA | 1/1/2012 00:00:00 | AFLOAT TRAINING GROUP BLDG-1842 | Mayport-Potable Water-Service Area-Zone 2 | PWD MAYPORT
MAYPOR-PW-SA-2 | S364713 | UEM,Mechanical Meter, SE_03_FW_BL_1358_1, Delivery, Other, 120320086 | K10 - Potable Water Utilities | K1020 - Distribution | K1020100 - Service Areas | 1 | EA | 1/1/2012 00:00:00 | BLDG. 1358 RED CROSS | Mayport-Potable Water-Service Area-Zone 2 | PWD MAYPORT
MAYPOR-PW-SA-2 | S364716 | UEM,Mechanical Meter, SE_03_FW_BL_1860_1, Delivery, Other, 120320087 | K10 - Potable Water Utilities | K1020 - Distribution | K1020100 - Service Areas | 1 | EA | 1/1/2012 00:00:00 | BLDG-1860 | Mayport-Potable Water-Service Area-Zone 2 | PWD MAYPORT
MAYPOR-PW-SA-2 | S364721 | UEM,Mechanical Meter, SE_03_FW_BL_1878_01, Delivery, Other, 120320089 | K10 - Potable Water Utilities | K1020 - Distribution | K1020100 - Service Areas | 1 | EA | 1/1/2012 00:00:00 |  | Mayport-Potable Water-Service Area-Zone 2 | PWD MAYPORT
MAYPOR-PW-SA-2 | S364723 | UEM,Mechanical Meter, SE_03_FW_BL_1886_1, Delivery, Other, 120320090 | K10 - Potable Water Utilities | K1020 - Distribution | K1020100 - Service Areas | 1 | EA | 1/1/2012 00:00:00 | ENVIRONMENTAL RECV BLDG-1886 | Mayport-Potable Water-Service Area-Zone 2 | PWD MAYPORT
MAYPOR-PW-SA-2 | S364726 | UEM,Mechanical Meter, SE_03_FW_BL_1888_1, Delivery, Other, 120320091 | K10 - Potable Water Utilities | K1020 - Distribution | K1020100 - Service Areas | 1 | EA | 1/1/2012 00:00:00 | BLDG-1888 | Mayport-Potable Water-Service Area-Zone 2 | PWD MAYPORT
MAYPOR-PW-SA-2 | S364916 | UEM,Mechanical Meter, SE_03_FW_BL_1933_1, Delivery, Other, 120320092 | K10 - Potable Water Utilities | K1020 - Distribution | K1020100 - Service Areas | 1 | EA | 1/1/2012 00:00:00 | BLDG-1933 | Mayport-Potable Water-Service Area-Zone 2 | PWD MAYPORT
MAYPOR-PW-SA-2 | S364918 | UEM,Mechanical Meter, SE_03_FW_BL_1933_1, Delivery, Other, 120320093 | K10 - Potable Water Utilities | K1020 - Distribution | K1020100 - Service Areas | 1 | EA | 1/1/2012 00:00:00 | BLDG-1936 | Mayport-Potable Water-Service Area-Zone 2 | PWD MAYPORT
MAYPOR-PW-SA-2 | S364920 | UEM,Mechanical Meter, SE_03_FW_BL_1941_1, Delivery, Other, 120320094 | K10 - Potable Water Utilities | K1020 - Distribution | K1020100 - Service Areas | 1 | EA | 1/1/2012 00:00:00 | BLDG-1941 | Mayport-Potable Water-Service Area-Zone 2 | PWD MAYPORT
MAYPOR-PW-SA-2 | S364923 | UEM,Mechanical Meter, SE_03_FW_BL_1966_01, Delivery, Other, 120320095 | K10 - Potable Water Utilities | K1020 - Distribution | K1020100 - Service Areas | 1 | EA | 1/1/2012 00:00:00 | BLDG-1966 | Mayport-Potable Water-Service Area-Zone 2 | PWD MAYPORT
MAYPOR-PW-SA-2 | S364924 | UEM,Mechanical Meter, SE_03_FW_BL_1980_1, Delivery, Other, 120320123 | K10 - Potable Water Utilities | K1020 - Distribution | K1020100 - Service Areas | 1 | EA | 1/1/2012 00:00:00 | BLDG-1980 | Mayport-Potable Water-Service Area-Zone 2 | PWD MAYPORT
MAYPOR-PW-SA-2 | S365102 | UEM,Mechanical Meter, SE_03_FW_BL_1980_3, Delivery, Other, 120320123 | K10 - Potable Water Utilities | K1020 - Distribution | K1020100 - Service Areas | 1 | EA | 1/1/2012 00:00:00 | BLDG-1980 | Mayport-Potable Water-Service Area-Zone 2 | PWD MAYPORT
MAYPOR-PW-SA-2 | S365108 | UEM,Mechanical Meter, SE_03_FW_BL_1980_2, Delivery, Other, 120320096 | K10 - Potable Water Utilities | K1020 - Distribution | K1020100 - Service Areas | 1 | EA | 1/1/2012 00:00:00 | BLDG-1980 | Mayport-Potable Water-Service Area-Zone 2 | PWD MAYPORT
MAYPOR-PW-SA-2 | S365112 | UEM,Mechanical Meter, SE_03_FW_ST_1981_1, Delivery, Other, 120320125 | K10 - Potable Water Utilities | K1020 - Distribution | K1020100 - Service Areas | 1 | EA | 1/1/2012 00:00:00 | BLDG-1981 | Mayport-Potable Water-Service Area-Zone 2 | PWD MAYPORT
MAYPOR-PW-SA-2 | S365116 | UEM,Mechanical Meter, SE_03_FW_BL_1981_2, Delivery, Other, 120320126 | K10 - Potable Water Utilities | K1020 - Distribution | K1020100 - Service Areas | 1 | EA | 1/1/2012 00:00:00 | BLDG-1981 | Mayport-Potable Water-Service Area-Zone 2 | PWD MAYPORT
MAYPOR-PW-SA-2 | S365147 | UEM,Mechanical Meter, SE_03_FW_BL_2021_1, Delivery, Other, 120320100 | K10 - Potable Water Utilities | K1020 - Distribution | K1020100 - Service Areas | 1 | EA | 1/1/2012 00:00:00 |  | Mayport-Potable Water-Service Area-Zone 2 | PWD MAYPORT
MAYPOR-PW-SA-2 | S365159 | UEM,Mechanical Meter, SE_FW_BL_2030_01, Delivery, Other, 120320103 | K10 - Potable Water Utilities | K1020 - Distribution | K1020100 - Service Areas | 1 | EA | 1/1/2012 00:00:00 | PRINT SHOP/ENGRAVING SHOP BLDG-2030 | Mayport-Potable Water-Service Area-Zone 2 | PWD MAYPORT
MAYPOR-PW-SA-2 | S365166 | UEM,Mechanical Meter, SE_03_FW_BL_2039_1, Delivery, Other, 120320105 | K10 - Potable Water Utilities | K1020 - Distribution | K1020100 - Service Areas | 1 | EA | 1/1/2012 00:00:00 | GAS STATION CAR WASH BLDG-2039 | Mayport-Potable Water-Service Area-Zone 2 | PWD MAYPORT
MAYPOR-PW-SA-2 | S365168 | UEM,Mechanical Meter, SE_03_FW_BL_2050_01, Delivery, Other, 120320106 | K10 - Potable Water Utilities | K1020 - Distribution | K1020100 - Service Areas | 1 | EA | 1/1/2012 00:00:00 | BLDG-2050 | Mayport-Potable Water-Service Area-Zone 2 | PWD MAYPORT
MAYPOR-PW-SA-2 | S365169 | UEM,Mechanical Meter, SE_03_FW_BL_2051_1, Delivery, Other, 120320107 | K10 - Potable Water Utilities | K1020 - Distribution | K1020100 - Service Areas | 1 | EA | 1/1/2012 00:00:00 |  | Mayport-Potable Water-Service Area-Zone 2 | PWD MAYPORT
MAYPOR-PW-SA-2 | S365170 | UEM,Mechanical Meter, SE_03_FW_BL_2063_1, Delivery, Other, 120320108 | K10 - Potable Water Utilities | K1020 - Distribution | K1020100 - Service Areas | 1 | EA | 1/1/2012 00:00:00 | BLDG-2063 | Mayport-Potable Water-Service Area-Zone 2 | PWD MAYPORT
MAYPOR-PW-SA-2 | S365174 | UEM,Mechanical Meter, SE_03_FW_BL_2078_1, Delivery, Other, 120320109 | K10 - Potable Water Utilities | K1020 - Distribution | K1020100 - Service Areas | 1 | EA | 1/1/2012 00:00:00 | BLDG-2078 | Mayport-Potable Water-Service Area-Zone 2 | PWD MAYPORT
MAYPOR-PW-SA-2 | S365179 | UEM,Mechanical Meter, SE_03_FW_BL_2104_1, Delivery, Other, 120320112 | K10 - Potable Water Utilities | K1020 - Distribution | K1020100 - Service Areas | 1 | EA | 1/1/2012 00:00:00 |  | Mayport-Potable Water-Service Area-Zone 2 | PWD MAYPORT
MAYPOR-PW-SA-2 | S365191 | UEM,Mechanical Meter, SE_03_FW_BL_2212_1, Delivery, Other, 120320148 | K10 - Potable Water Utilities | K1020 - Distribution | K1020100 - Service Areas | 1 | EA | 1/1/2012 00:00:00 | TOWER 4 | Mayport-Potable Water-Service Area-Zone 2 | PWD MAYPORT
MAYPOR-PW-SA-2 | S365201 | UEM,Mechanical Meter, SE_03_FW_BL_2234_1, Delivery, Other, 120320114 | K10 - Potable Water Utilities | K1020 - Distribution | K1020100 - Service Areas | 1 | EA | 1/1/2012 00:00:00 | BEQ BLDG-2234 | Mayport-Potable Water-Service Area-Zone 2 | PWD MAYPORT
MAYPOR-PW-SA-2 | S365203 | UEM,Mechanical Meter, SE_03_FW_BL_2286_1, Delivery, Other, 120320138 | K10 - Potable Water Utilities | K1020 - Distribution | K1020100 - Service Areas | 1 | EA | 1/1/2012 00:00:00 | BLDG-2286 | Mayport-Potable Water-Service Area-Zone 2 | PWD MAYPORT
MAYPOR-PW-SA-2 | S366468 | UEM,Mechanical Meter, SE_03_FW_BL_2194T_1, Delivery, Other, 120320127 | K10 - Potable Water Utilities | K1020 - Distribution | K1020100 - Service Areas | 1 | EA | 1/1/2012 00:00:00 | Adjacent to SE corner, next to fire protection BFP NBLDG-2195 | Mayport-Potable Water-Service Area-Zone 2 | PWD MAYPORT
MAYPOR-PW-SA-2 | S366494 | UEM,Mechanical Meter, SE_03_FW_BL_BOWLING_ALLEY_1, ADR, Other, 120320129 | K10 - Potable Water Utilities | K1020 - Distribution | K1020100 - Service Areas | 1 | EA | 1/1/2012 00:00:00 | front left side of entrance to BLDG. 244./outside vault | Mayport-Potable Water-Service Area-Zone 2 | PWD MAYPORT
MAYPOR-PW-SA-2 | S366547 | UEM,Mechanical Meter, SE_03_FW_BL_1320_01, Delivery, Other, 120320044 | K10 - Potable Water Utilities | K1020 - Distribution | K1020100 - Service Areas | 1 | EA | 1/1/2012 00:00:00 | MAYPOR-1320 | Mayport-Potable Water-Service Area-Zone 2 | PWD MAYPORT
MAYPOR-PW-SA-2 | S366650 | UEM,Mechanical Meter, SE_03_FW_BL_2285_1, Delivery, Other, 120320131 | K10 - Potable Water Utilities | K1020 - Distribution | K1020100 - Service Areas | 1 | EA | 1/1/2012 00:00:00 | SIDE OF BLDG-2285 | Mayport-Potable Water-Service Area-Zone 2 | PWD MAYPORT
MAYPOR-PW-SA-2 | S366671 | UEM,Mechanical Meter, SE_03_FW_BL_BOWLING ALLEY_2, ADR, Other, 120320130 | K10 - Potable Water Utilities | K1020 - Distribution | K1020100 - Service Areas | 1 | EA | 1/1/2012 00:00:00 | BOWLING ALLEY / W OF PARKING LOT / NW CORNER OF 1358 / BEHIND SHRUBS | Mayport-Potable Water-Service Area-Zone 2 | PWD MAYPORT
MAYPOR-PW-SA-2 | S398318 | UEM,Control Valve, BFP-2021-3, Backflow Preventer Double Check | K10 - Potable Water Utilities | K1020 - Distribution | K1020100 - Service Areas | 1 | EA | 12/16/2021 00:00:00 | FAR SE CORNER OF PARKING LOT BLG 2021 | Mayport-Potable Water-Service Area-Zone 2 | PWD MAYPORT
MAYPOR-PW-SA-2 | S398324 | UEM,Control Valve, BFP-1933, Backflow Preventer Double Check | K10 - Potable Water Utilities | K1020 - Distribution | K1020100 - Service Areas | 1 | EA | 12/17/2021 00:00:00 | EAST SIDE BLG 1933 | Mayport-Potable Water-Service Area-Zone 2 | PWD MAYPORT
MAYPOR-PW-SA-2 | S415017 | UEM,System Valve, VALVE BLG-289, Gate, 1.5, Inches | K10 - Potable Water Utilities | K1020 - Distribution | K1020100 - Service Areas | 1 | EA | 9/1/2022 00:00:00 | Building 289 – West of turn-in for Housing Office, in grass (5 ft to North from Moale Ave.) | Mayport-Potable Water-Service Area-Zone 2 | PWD MAYPORT
MAYPOR-PW-SA-2 | S415020 | UEM,Control Valve, BFP BLG 289, Backflow Preventer Double Check | K10 - Potable Water Utilities | K1020 - Distribution | K1020100 - Service Areas | 1 | EA | 9/1/2022 00:00:00 | Building 289 – South West Corner where water enters building | Mayport-Potable Water-Service Area-Zone 2 | PWD MAYPORT
MAYPOR-PW-SA-2 | S422782 | UEM,Control Valve, BFP-LIGHTHOUSE, Backflow Preventer Double Check | K10 - Potable Water Utilities | K1020 - Distribution | K1020100 - Service Areas | 1 | EA | 1/25/2023 00:00:00 | US COST GUARD LIGHTHOUSE, BALTIMORE | Mayport-Potable Water-Service Area-Zone 2 | PWD MAYPORT
MAYPOR-PW-SA-2 | S436417 | UEM,Hydrant, FH-304, Wet-Barrel | K10 - Potable Water Utilities | K1020 - Distribution | K1020100 - Service Areas | 1 | EA | 1/1/2012 00:00:00 | MASSEY @ W ENT TO 460 | Mayport-Potable Water-Service Area-Zone 2 | PWD MAYPORT
MAYPOR-PW-SA-2 | S436424 | UEM,Hydrant, FH-306, Wet-Barrel | K10 - Potable Water Utilities | K1020 - Distribution | K1020100 - Service Areas | 1 | EA | 1/1/2012 00:00:00 | BON HOMME RICHARD @ DR TO 460 | Mayport-Potable Water-Service Area-Zone 2 | PWD MAYPORT
MAYPOR-PW-SA-2 | S436432 | UEM,Hydrant, FH-326, Wet-Barrel | K10 - Potable Water Utilities | K1020 - Distribution | K1020100 - Service Areas | 1 | EA | 1/1/2012 00:00:00 | ENTRANCE TO E-2 PIER (BAILEY WEST) | Mayport-Potable Water-Service Area-Zone 2 | PWD MAYPORT
MAYPOR-PW-SA-2 | S436433 | UEM,Hydrant, FH-332, Dry-Barrel | K10 - Potable Water Utilities | K1020 - Distribution | K1020100 - Service Areas | 1 | EA | 1/1/2012 00:00:00 | BEHIND OF 1388 | Mayport-Potable Water-Service Area-Zone 2 | PWD MAYPORT
MAYPOR-PW-SA-2 | S436434 | UEM,Hydrant, FH-400, Dry-Barrel | K10 - Potable Water Utilities | K1020 - Distribution | K1020100 - Service Areas | 1 | EA | 1/1/2012 00:00:00 | 1430 @ E. END OF PARKING LOT | Mayport-Potable Water-Service Area-Zone 2 | PWD MAYPORT
MAYPOR-PW-SA-2 | S436435 | UEM,Hydrant, FH-407, Dry-Barrel | K10 - Potable Water Utilities | K1020 - Distribution | K1020100 - Service Areas | 1 | EA | 1/1/2012 00:00:00 | MASSEY @ 414 | Mayport-Potable Water-Service Area-Zone 2 | PWD MAYPORT
MAYPOR-PW-SA-2 | S436446 | UEM,Hydrant, FH-415, Wet-Barrel | K10 - Potable Water Utilities | K1020 - Distribution | K1020100 - Service Areas | 1 | EA | 1/1/1960 00:00:00 | MOALE AVE. ACROSS FROM PARK | Mayport-Potable Water-Service Area-Zone 2 | PWD MAYPORT
MAYPOR-PW-SA-2 | S436617 | UEM,Hydrant, FH-428, Dry-Barrel | K10 - Potable Water Utilities | K1020 - Distribution | K1020100 - Service Areas | 1 | EA | 1/1/2016 00:00:00 | MEDICAL (NEXT TO PHARMACY) | Mayport-Potable Water-Service Area-Zone 2 | PWD MAYPORT
MAYPOR-PW-SA-2 | S436618 | UEM,Hydrant, FH-340, Dry-Barrel | K10 - Potable Water Utilities | K1020 - Distribution | K1020100 - Service Areas | 1 | EA | 1/1/2016 00:00:00 | MEDICAL, (NEXT TO TRANSFORMER) | Mayport-Potable Water-Service Area-Zone 2 | PWD MAYPORT
MAYPOR-PW-SA-2 | S446012 | UEM,Control System, ANT-2285, Antenna | K10 - Potable Water Utilities | K1020 - Distribution | K1020100 - Service Areas | 1 | EA | 6/1/2011 00:00:00 |  | Mayport-Potable Water-Service Area-Zone 2 | PWD MAYPORT
MAYPOR-PW-SA-2 | S447322 | UEM,Control System, ANT-1933, Antenna | K10 - Potable Water Utilities | K1020 - Distribution | K1020100 - Service Areas | 1 | EA | 6/1/2011 00:00:00 |  | Mayport-Potable Water-Service Area-Zone 2 | PWD MAYPORT
MAYPOR-PW-SA-2 | S447323 | UEM,Control System, ANT-1936, Antenna | K10 - Potable Water Utilities | K1020 - Distribution | K1020100 - Service Areas | 1 | EA | 6/1/2011 00:00:00 |  | Mayport-Potable Water-Service Area-Zone 2 | PWD MAYPORT
MAYPOR-PW-SA-2 | S447336 | UEM,Control System, ANT-1941, Antenna | K10 - Potable Water Utilities | K1020 - Distribution | K1020100 - Service Areas | 1 | EA | 1/1/2012 00:00:00 |  | Mayport-Potable Water-Service Area-Zone 2 | PWD MAYPORT
MAYPOR-PW-SA-2 | S447337 | UEM,Control System, ANT-1966, Antenna | K10 - Potable Water Utilities | K1020 - Distribution | K1020100 - Service Areas | 1 | EA | 1/1/2012 00:00:00 |  | Mayport-Potable Water-Service Area-Zone 2 | PWD MAYPORT
MAYPOR-PW-SA-2 | S447340 | UEM,Control System, ANT-1980, Antenna | K10 - Potable Water Utilities | K1020 - Distribution | K1020100 - Service Areas | 1 | EA | 1/1/2012 00:00:00 |  | Mayport-Potable Water-Service Area-Zone 2 | PWD MAYPORT
MAYPOR-PW-SA-2 | S447366 | UEM,Control System, ANT-1981, Antenna | K10 - Potable Water Utilities | K1020 - Distribution | K1020100 - Service Areas | 1 | EA | 1/1/2011 00:00:00 |  | Mayport-Potable Water-Service Area-Zone 2 | PWD MAYPORT
MAYPOR-PW-SA-2 | S447430 | UEM,Control System, ANT-2020, Antenna | K10 - Potable Water Utilities | K1020 - Distribution | K1020100 - Service Areas | 1 | EA | 6/1/2011 00:00:00 |  | Mayport-Potable Water-Service Area-Zone 2 | PWD MAYPORT
MAYPOR-PW-SA-2 | S447431 | UEM,Control System, ANT-2021, Antenna | K10 - Potable Water Utilities | K1020 - Distribution | K1020100 - Service Areas | 1 | EA | 6/1/2011 00:00:00 |  | Mayport-Potable Water-Service Area-Zone 2 | PWD MAYPORT
MAYPOR-PW-SA-2 | S447433 | UEM,Control System, ANT-2030, Antenna | K10 - Potable Water Utilities | K1020 - Distribution | K1020100 - Service Areas | 1 | EA | 6/1/2011 00:00:00 |  | Mayport-Potable Water-Service Area-Zone 2 | PWD MAYPORT
MAYPOR-PW-SA-2 | S447434 | UEM,Control System, ANT-2038, Antenna | K10 - Potable Water Utilities | K1020 - Distribution | K1020100 - Service Areas | 1 | EA | 6/1/2011 00:00:00 |  | Mayport-Potable Water-Service Area-Zone 2 | PWD MAYPORT
MAYPOR-PW-SA-2 | S447436 | UEM,Control System, ANT-2050, Antenna | K10 - Potable Water Utilities | K1020 - Distribution | K1020100 - Service Areas | 1 | EA | 6/1/2011 00:00:00 |  | Mayport-Potable Water-Service Area-Zone 2 | PWD MAYPORT
MAYPOR-PW-SA-2 | S447439 | UEM,Control System, ANT-2063, Antenna | K10 - Potable Water Utilities | K1020 - Distribution | K1020100 - Service Areas | 1 | EA | 6/1/2011 00:00:00 | BLDG 2063 RTU | Mayport-Potable Water-Service Area-Zone 2 | PWD MAYPORT
MAYPOR-PW-SA-2 | S447440 | UEM,Control System, ANT-2078, Antenna | K10 - Potable Water Utilities | K1020 - Distribution | K1020100 - Service Areas | 1 | EA | 6/1/2011 00:00:00 |  | Mayport-Potable Water-Service Area-Zone 2 | PWD MAYPORT
MAYPOR-PW-SA-2 | S447441 | UEM,Control System, ANT-2084, Antenna | K10 - Potable Water Utilities | K1020 - Distribution | K1020100 - Service Areas | 1 | EA | 6/1/2011 00:00:00 |  | Mayport-Potable Water-Service Area-Zone 2 | PWD MAYPORT
MAYPOR-PW-SA-2 | S447443 | UEM,Control System, ANT-2104, Antenna | K10 - Potable Water Utilities | K1020 - Distribution | K1020100 - Service Areas | 1 | EA | 6/1/2011 00:00:00 |  | Mayport-Potable Water-Service Area-Zone 2 | PWD MAYPORT
MAYPOR-PW-SA-2 | S447445 | UEM,Control System, ANT-2105, Antenna | K10 - Potable Water Utilities | K1020 - Distribution | K1020100 - Service Areas | 1 | EA | 6/1/2011 00:00:00 |  | Mayport-Potable Water-Service Area-Zone 2 | PWD MAYPORT
MAYPOR-PW-SA-2 | S447446 | UEM,Control System, ANT-2195, Antenna | K10 - Potable Water Utilities | K1020 - Distribution | K1020100 - Service Areas | 1 | EA | 6/1/2011 00:00:00 |  | Mayport-Potable Water-Service Area-Zone 2 | PWD MAYPORT
MAYPOR-PW-SA-2 | S447471 | UEM,Control System, ANT-2212, Antenna | K10 - Potable Water Utilities | K1020 - Distribution | K1020100 - Service Areas | 1 | EA | 6/1/2011 00:00:00 |  | Mayport-Potable Water-Service Area-Zone 2 | PWD MAYPORT
MAYPOR-PW-SA-2 | S447473 | UEM,Control System, ANT-2234, Antenna | K10 - Potable Water Utilities | K1020 - Distribution | K1020100 - Service Areas | 1 | EA | 6/1/2011 00:00:00 |  | Mayport-Potable Water-Service Area-Zone 2 | PWD MAYPORT
MAYPOR-PW-SA-2 | S447475 | UEM,Control System, ANT-2285, Antenna | K10 - Potable Water Utilities | K1020 - Distribution | K1020100 - Service Areas | 1 | EA | 6/1/2011 00:00:00 |  | Mayport-Potable Water-Service Area-Zone 2 | PWD MAYPORT
MAYPOR-PW-SA-2 | S447476 | UEM,Control System, ANT-2286, Antenna | K10 - Potable Water Utilities | K1020 - Distribution | K1020100 - Service Areas | 1 | EA | 6/1/2011 00:00:00 | BLDG 2286 | Mayport-Potable Water-Service Area-Zone 2 | PWD MAYPORT
MAYPOR-PW-SA-2 | S447477 | UEM,Control System, ANT-001, Antenna | K10 - Potable Water Utilities | K1020 - Distribution | K1020100 - Service Areas | 1 | EA | 6/1/2011 00:00:00 |  | Mayport-Potable Water-Service Area-Zone 2 | PWD MAYPORT
MAYPOR-PW-SA-2 | S447481 | UEM,Control System, ANT-25, Antenna | K10 - Potable Water Utilities | K1020 - Distribution | K1020100 - Service Areas | 1 | EA | 6/1/2011 00:00:00 |  | Mayport-Potable Water-Service Area-Zone 2 | PWD MAYPORT
MAYPOR-PW-SA-2 | S447485 | UEM,Control System, ANT-190, Antenna | K10 - Potable Water Utilities | K1020 - Distribution | K1020100 - Service Areas | 1 | EA | 6/1/2011 00:00:00 |  | Mayport-Potable Water-Service Area-Zone 2 | PWD MAYPORT
MAYPOR-PW-SA-2 | S447486 | UEM,Control System, ANT-191, Antenna | K10 - Potable Water Utilities | K1020 - Distribution | K1020100 - Service Areas | 1 | EA | 6/1/2011 00:00:00 |  | Mayport-Potable Water-Service Area-Zone 2 | PWD MAYPORT
MAYPOR-PW-SA-2 | S447487 | UEM,Control System, ANT-234, Antenna | K10 - Potable Water Utilities | K1020 - Distribution | K1020100 - Service Areas | 1 | EA | 6/1/2011 00:00:00 |  | Mayport-Potable Water-Service Area-Zone 2 | PWD MAYPORT
MAYPOR-PW-SA-2 | S447489 | UEM,Control System, ANT-243, Antenna | K10 - Potable Water Utilities | K1020 - Distribution | K1020100 - Service Areas | 1 | EA | 6/1/2011 00:00:00 |  | Mayport-Potable Water-Service Area-Zone 2 | PWD MAYPORT
MAYPOR-PW-SA-2 | S447490 | UEM,Control System, ANT-244-1, Antenna | K10 - Potable Water Utilities | K1020 - Distribution | K1020100 - Service Areas | 1 | EA | 6/1/2011 00:00:00 |  | Mayport-Potable Water-Service Area-Zone 2 | PWD MAYPORT
MAYPOR-PW-SA-2 | S447491 | UEM,Control System, ANT-244-2, Antenna | K10 - Potable Water Utilities | K1020 - Distribution | K1020100 - Service Areas | 1 | EA | 6/1/2011 00:00:00 |  | Mayport-Potable Water-Service Area-Zone 2 | PWD MAYPORT
MAYPOR-PW-SA-2 | S447492 | UEM,Control System, ANT-245, Antenna | K10 - Potable Water Utilities | K1020 - Distribution | K1020100 - Service Areas | 1 | EA | 6/1/2011 00:00:00 |  | Mayport-Potable Water-Service Area-Zone 2 | PWD MAYPORT
MAYPOR-PW-SA-2 | S447494 | UEM,Control System, ANT-265, Antenna | K10 - Potable Water Utilities | K1020 - Distribution | K1020100 - Service Areas | 1 | EA | 6/1/2011 00:00:00 |  | Mayport-Potable Water-Service Area-Zone 2 | PWD MAYPORT
MAYPOR-PW-SA-2 | S447495 | UEM,Control System, ANT-268, Antenna | K10 - Potable Water Utilities | K1020 - Distribution | K1020100 - Service Areas | 1 | EA | 6/1/2011 00:00:00 |  | Mayport-Potable Water-Service Area-Zone 2 | PWD MAYPORT
MAYPOR-PW-SA-2 | S447496 | UEM,Control System, ANT-285-1, Antenna | K10 - Potable Water Utilities | K1020 - Distribution | K1020100 - Service Areas | 1 | EA | 6/1/2011 00:00:00 |  | Mayport-Potable Water-Service Area-Zone 2 | PWD MAYPORT
MAYPOR-PW-SA-2 | S447497 | UEM,Control System, ANT-285-2, Antenna | K10 - Potable Water Utilities | K1020 - Distribution | K1020100 - Service Areas | 1 | EA | 6/1/2011 00:00:00 |  | Mayport-Potable Water-Service Area-Zone 2 | PWD MAYPORT
MAYPOR-PW-SA-2 | S447499 | UEM,Control System, ANT-298, Antenna | K10 - Potable Water Utilities | K1020 - Distribution | K1020100 - Service Areas | 1 | EA | 6/1/2011 00:00:00 |  | Mayport-Potable Water-Service Area-Zone 2 | PWD MAYPORT
MAYPOR-PW-SA-2 | S447500 | UEM,Control System, ANT-299, Antenna | K10 - Potable Water Utilities | K1020 - Distribution | K1020100 - Service Areas | 1 | EA | 6/1/2011 00:00:00 |  | Mayport-Potable Water-Service Area-Zone 2 | PWD MAYPORT
MAYPOR-PW-SA-2 | S447501 | UEM,Control System, ANT-324, Antenna | K10 - Potable Water Utilities | K1020 - Distribution | K1020100 - Service Areas | 1 | EA | 6/1/2011 00:00:00 |  | Mayport-Potable Water-Service Area-Zone 2 | PWD MAYPORT
MAYPOR-PW-SA-2 | S447502 | UEM,Control System, ANT-337, Antenna | K10 - Potable Water Utilities | K1020 - Distribution | K1020100 - Service Areas | 1 | EA | 6/1/2011 00:00:00 |  | Mayport-Potable Water-Service Area-Zone 2 | PWD MAYPORT
MAYPOR-PW-SA-2 | S447503 | UEM,Control System, ANT-338, Antenna | K10 - Potable Water Utilities | K1020 - Distribution | K1020100 - Service Areas | 1 | EA | 6/1/2011 00:00:00 |  | Mayport-Potable Water-Service Area-Zone 2 | PWD MAYPORT
MAYPOR-PW-SA-2 | S447505 | UEM,Control System, ANT-349, Antenna | K10 - Potable Water Utilities | K1020 - Distribution | K1020100 - Service Areas | 1 | EA | 6/1/2011 00:00:00 |  | Mayport-Potable Water-Service Area-Zone 2 | PWD MAYPORT
MAYPOR-PW-SA-2 | S447506 | UEM,Control System, ANT-350, Antenna | K10 - Potable Water Utilities | K1020 - Distribution | K1020100 - Service Areas | 1 | EA | 6/1/2011 00:00:00 |  | Mayport-Potable Water-Service Area-Zone 2 | PWD MAYPORT
MAYPOR-PW-SA-2 | S447507 | UEM,Control System, ANT-351, Antenna | K10 - Potable Water Utilities | K1020 - Distribution | K1020100 - Service Areas | 1 | EA | 6/1/2011 00:00:00 |  | Mayport-Potable Water-Service Area-Zone 2 | PWD MAYPORT
MAYPOR-PW-SA-2 | S447508 | UEM,Control System, ANT-354, Antenna | K10 - Potable Water Utilities | K1020 - Distribution | K1020100 - Service Areas | 1 | EA | 6/1/2011 00:00:00 |  | Mayport-Potable Water-Service Area-Zone 2 | PWD MAYPORT
MAYPOR-PW-SA-2 | S447509 | UEM,Control System, ANT-359, Antenna | K10 - Potable Water Utilities | K1020 - Distribution | K1020100 - Service Areas | 1 | EA | 6/1/2011 00:00:00 |  | Mayport-Potable Water-Service Area-Zone 2 | PWD MAYPORT
MAYPOR-PW-SA-2 | S447511 | UEM,Control System, ANT-392, Antenna | K10 - Potable Water Utilities | K1020 - Distribution | K1020100 - Service Areas | 1 | EA | 6/1/2011 00:00:00 |  | Mayport-Potable Water-Service Area-Zone 2 | PWD MAYPORT
MAYPOR-PW-SA-2 | S447512 | UEM,Control System, ANT-413, Antenna | K10 - Potable Water Utilities | K1020 - Distribution | K1020100 - Service Areas | 1 | EA | 6/1/2011 00:00:00 |  | Mayport-Potable Water-Service Area-Zone 2 | PWD MAYPORT
MAYPOR-PW-SA-2 | S447513 | UEM,Control System, ANT-414, Antenna | K10 - Potable Water Utilities | K1020 - Distribution | K1020100 - Service Areas | 1 | EA | 6/1/2011 00:00:00 |  | Mayport-Potable Water-Service Area-Zone 2 | PWD MAYPORT
MAYPOR-PW-SA-2 | S447516 | UEM,Control System, ANT-1906, Antenna | K10 - Potable Water Utilities | K1020 - Distribution | K1020100 - Service Areas | 1 | EA | 6/1/2011 00:00:00 |  | Mayport-Potable Water-Service Area-Zone 2 | PWD MAYPORT
MAYPOR-PW-SA-2 | S447517 | UEM,Control System, ANT-448, Antenna | K10 - Potable Water Utilities | K1020 - Distribution | K1020100 - Service Areas | 1 | EA | 6/1/2011 00:00:00 |  | Mayport-Potable Water-Service Area-Zone 2 | PWD MAYPORT
MAYPOR-PW-SA-2 | S447518 | UEM,Control System, ANT-451, Antenna | K10 - Potable Water Utilities | K1020 - Distribution | K1020100 - Service Areas | 1 | EA | 6/1/2011 00:00:00 |  | Mayport-Potable Water-Service Area-Zone 2 | PWD MAYPORT
MAYPOR-PW-SA-2 | S447519 | UEM,Control System, ANT-460, Antenna | K10 - Potable Water Utilities | K1020 - Distribution | K1020100 - Service Areas | 1 | EA | 6/1/2011 00:00:00 |  | Mayport-Potable Water-Service Area-Zone 2 | PWD MAYPORT
MAYPOR-PW-SA-2 | S447520 | UEM,Control System, ANT-1264, Antenna | K10 - Potable Water Utilities | K1020 - Distribution | K1020100 - Service Areas | 1 | EA | 6/1/2011 00:00:00 |  | Mayport-Potable Water-Service Area-Zone 2 | PWD MAYPORT
MAYPOR-PW-SA-2 | S447521 | UEM,Control System, ANT-1320, Antenna | K10 - Potable Water Utilities | K1020 - Distribution | K1020100 - Service Areas | 1 | EA | 6/1/2011 00:00:00 |  | Mayport-Potable Water-Service Area-Zone 2 | PWD MAYPORT
MAYPOR-PW-SA-2 | S447523 | UEM,Control System, ANT-1333, Antenna | K10 - Potable Water Utilities | K1020 - Distribution | K1020100 - Service Areas | 1 | EA | 6/1/2011 00:00:00 |  | Mayport-Potable Water-Service Area-Zone 2 | PWD MAYPORT
MAYPOR-PW-SA-2 | S447524 | UEM,Control System, ANT-1334, Antenna | K10 - Potable Water Utilities | K1020 - Distribution | K1020100 - Service Areas | 1 | EA | 6/1/2011 00:00:00 | BLDG 1334 FW | Mayport-Potable Water-Service Area-Zone 2 | PWD MAYPORT
MAYPOR-PW-SA-2 | S447530 | UEM,Control System, ANT-1349, Antenna | K10 - Potable Water Utilities | K1020 - Distribution | K1020100 - Service Areas | 1 | EA | 6/1/2011 00:00:00 |  | Mayport-Potable Water-Service Area-Zone 2 | PWD MAYPORT
MAYPOR-PW-SA-2 | S447531 | UEM,Control System, ANT-1358, Antenna | K10 - Potable Water Utilities | K1020 - Distribution | K1020100 - Service Areas | 1 | EA | 6/1/2011 00:00:00 |  | Mayport-Potable Water-Service Area-Zone 2 | PWD MAYPORT
MAYPOR-PW-SA-2 | S447532 | UEM,Control System, ANT-1365, Antenna | K10 - Potable Water Utilities | K1020 - Distribution | K1020100 - Service Areas | 1 | EA | 6/1/2011 00:00:00 |  | Mayport-Potable Water-Service Area-Zone 2 | PWD MAYPORT
MAYPOR-PW-SA-2 | S447536 | UEM,Control System, ANT-1391, Antenna | K10 - Potable Water Utilities | K1020 - Distribution | K1020100 - Service Areas | 1 | EA | 6/1/2011 00:00:00 | BLDG-1391 | Mayport-Potable Water-Service Area-Zone 2 | PWD MAYPORT
MAYPOR-PW-SA-2 | S447537 | UEM,Control System, ANT-1397, Antenna | K10 - Potable Water Utilities | K1020 - Distribution | K1020100 - Service Areas | 1 | EA | 6/1/2011 00:00:00 |  | Mayport-Potable Water-Service Area-Zone 2 | PWD MAYPORT
MAYPOR-PW-SA-2 | S447539 | UEM,Control System, ANT-1425, Antenna | K10 - Potable Water Utilities | K1020 - Distribution | K1020100 - Service Areas | 1 | EA | 6/1/2011 00:00:00 |  | Mayport-Potable Water-Service Area-Zone 2 | PWD MAYPORT
MAYPOR-PW-SA-2 | S447542 | UEM,Control System, ANT-1488-1, Antenna | K10 - Potable Water Utilities | K1020 - Distribution | K1020100 - Service Areas | 1 | EA | 6/1/2011 00:00:00 |  | Mayport-Potable Water-Service Area-Zone 2 | PWD MAYPORT
MAYPOR-PW-SA-2 | S447543 | UEM,Control System, ANT-1488-2, Antenna | K10 - Potable Water Utilities | K1020 - Distribution | K1020100 - Service Areas | 1 | EA | 6/1/2011 00:00:00 |  | Mayport-Potable Water-Service Area-Zone 2 | PWD MAYPORT
MAYPOR-PW-SA-2 | S447554 | UEM,Control System, ANT-1556, Antenna | K10 - Potable Water Utilities | K1020 - Distribution | K1020100 - Service Areas | 1 | EA | 6/1/2011 00:00:00 |  | Mayport-Potable Water-Service Area-Zone 2 | PWD MAYPORT
MAYPOR-PW-SA-2 | S447555 | UEM,Control System, ANT-1576, Antenna | K10 - Potable Water Utilities | K1020 - Distribution | K1020100 - Service Areas | 1 | EA | 6/1/2011 00:00:00 |  | Mayport-Potable Water-Service Area-Zone 2 | PWD MAYPORT
MAYPOR-PW-SA-2 | S447556 | UEM,Control System, ANT-1585, Antenna | K10 - Potable Water Utilities | K1020 - Distribution | K1020100 - Service Areas | 1 | EA | 6/1/2011 00:00:00 |  | Mayport-Potable Water-Service Area-Zone 2 | PWD MAYPORT
MAYPOR-PW-SA-2 | S447557 | UEM,Control System, ANT-1586, Antenna | K10 - Potable Water Utilities | K1020 - Distribution | K1020100 - Service Areas | 1 | EA | 6/1/2011 00:00:00 | BLDG-1586 | Mayport-Potable Water-Service Area-Zone 2 | PWD MAYPORT
MAYPOR-PW-SA-2 | S447558 | UEM,Control System, ANT-1587, Antenna | K10 - Potable Water Utilities | K1020 - Distribution | K1020100 - Service Areas | 1 | EA | 6/1/2011 00:00:00 | BLDG 1587 | Mayport-Potable Water-Service Area-Zone 2 | PWD MAYPORT
MAYPOR-PW-SA-2 | S447612 | UEM,Control System, ANT-1814, Antenna | K10 - Potable Water Utilities | K1020 - Distribution | K1020100 - Service Areas | 1 | EA | 6/1/2000 00:00:00 | BLDG 1814 RTU | Mayport-Potable Water-Service Area-Zone 2 | PWD MAYPORT
MAYPOR-PW-SA-2 | S447613 | UEM,Control System, ANT-1842, Antenna | K10 - Potable Water Utilities | K1020 - Distribution | K1020100 - Service Areas | 1 | EA | 6/1/2011 00:00:00 |  | Mayport-Potable Water-Service Area-Zone 2 | PWD MAYPORT
MAYPOR-PW-SA-2 | S447615 | UEM,Control System, ANT-1860, Antenna | K10 - Potable Water Utilities | K1020 - Distribution | K1020100 - Service Areas | 1 | EA | 6/1/2011 00:00:00 |  | Mayport-Potable Water-Service Area-Zone 2 | PWD MAYPORT
MAYPOR-PW-SA-2 | S447620 | UEM,Control System, ANT-1886, Antenna | K10 - Potable Water Utilities | K1020 - Distribution | K1020100 - Service Areas | 1 | EA | 6/1/2011 00:00:00 |  | Mayport-Potable Water-Service Area-Zone 2 | PWD MAYPORT
MAYPOR-PW-SA-2 | S447622 | UEM,Control System, ANT-1893-1, Antenna | K10 - Potable Water Utilities | K1020 - Distribution | K1020100 - Service Areas | 1 | EA | 6/1/2011 00:00:00 |  | Mayport-Potable Water-Service Area-Zone 2 | PWD MAYPORT
MAYPOR-PW-SA-2 | S447623 | UEM,Control System, ANT-1893-2, Antenna | K10 - Potable Water Utilities | K1020 - Distribution | K1020100 - Service Areas | 1 | EA | 6/1/2011 00:00:00 |  | Mayport-Potable Water-Service Area-Zone 2 | PWD MAYPORT
MAYPOR-PW-SA-2 | S447626 | UEM,Control System, ANT-2062, Antenna | K10 - Potable Water Utilities | K1020 - Distribution | K1020100 - Service Areas | 1 | EA | 6/1/2011 00:00:00 |  | Mayport-Potable Water-Service Area-Zone 2 | PWD MAYPORT
MAYPOR-PW-SA-2 | S447627 | UEM,Control System, ANT-2294, Antenna | K10 - Potable Water Utilities | K1020 - Distribution | K1020100 - Service Areas | 1 | EA | 6/1/2011 00:00:00 |  | Mayport-Potable Water-Service Area-Zone 2 | PWD MAYPORT
MAYPOR-PW-SA-2 | S454110 | UEM,Control Valve, PIV-1, Flow Control | K10 - Potable Water Utilities | K1020 - Distribution | K1020100 - Service Areas | 1 | EA | 1/1/1980 00:00:00 | BLDG 1 BACK OF BUILDING WEST PIV VALVE | Mayport-Potable Water-Service Area-Zone 2 | PWD MAYPORT
MAYPOR-PW-SA-2 | S454111 | UEM,Control Valve, PIV-2, Flow Control | K10 - Potable Water Utilities | K1020 - Distribution | K1020100 - Service Areas | 1 | EA | 1/1/1980 00:00:00 | BLDG 1 BACK OF BUILDING EAST PIV VALVE | Mayport-Potable Water-Service Area-Zone 2 | PWD MAYPORT
MAYPOR-PW-SA-2 | S454112 | UEM,Control Valve, PIV-3, Flow Control | K10 - Potable Water Utilities | K1020 - Distribution | K1020100 - Service Areas | 1 | EA | 1/1/1980 00:00:00 | BLDG 298 BACK OF BUILDING | Mayport-Potable Water-Service Area-Zone 2 | PWD MAYPORT
MAYPOR-PW-SA-2 | S454575 | UEM,Control Valve, PIV-4, Flow Control | K10 - Potable Water Utilities | K1020 - Distribution | K1020100 - Service Areas | 1 | EA | 1/1/1980 00:00:00 | BLDG 460 BACK SIDE OF NAVY FEDERAL CREDIT UNION | Mayport-Potable Water-Service Area-Zone 2 | PWD MAYPORT
MAYPOR-PW-SA-2 | S454576 | UEM,Control Valve, PIV-5, Flow Control | K10 - Potable Water Utilities | K1020 - Distribution | K1020100 - Service Areas | 1 | EA | 1/1/1980 00:00:00 | BLDG 2480 WEST SIDE NEAR PARKING LOT | Mayport-Potable Water-Service Area-Zone 2 | PWD MAYPORT
MAYPOR-PW-SA-2 | S454578 | UEM,Control Valve, PIV-6, Flow Control | K10 - Potable Water Utilities | K1020 - Distribution | K1020100 - Service Areas | 1 | EA | 1/1/1980 00:00:00 | BLDG 448 NORTHSIDE OF BUILDING BAILEY AVE SIDE | Mayport-Potable Water-Service Area-Zone 2 | PWD MAYPORT
MAYPOR-PW-SA-2 | S454582 | UEM,Control Valve, PIV-7, Flow Control | K10 - Potable Water Utilities | K1020 - Distribution | K1020100 - Service Areas | 1 | EA | 1/1/1980 00:00:00 | BLDG 2104 NORTH EAST SIDE OF BUILDING NEAR 1205 | Mayport-Potable Water-Service Area-Zone 2 | PWD MAYPORT
MAYPOR-PW-SA-2 | S454590 | UEM,Control Valve, PIV-8, Flow Control | K10 - Potable Water Utilities | K1020 - Distribution | K1020100 - Service Areas | 1 | EA | 1/1/1980 00:00:00 | BLDG 1391 EAST SIDE OF BUILDING NEAR TENNIS COURT | Mayport-Potable Water-Service Area-Zone 2 | PWD MAYPORT
MAYPOR-PW-SA-2 | S454595 | UEM,Control Valve, PIV-9, Flow Control | K10 - Potable Water Utilities | K1020 - Distribution | K1020100 - Service Areas | 1 | EA | 1/1/1980 00:00:00 | BLDG 2527 SOUTH WEST DORNER NEAR CHILLERS | Mayport-Potable Water-Service Area-Zone 2 | PWD MAYPORT
MAYPOR-PW-SA-2 | S454598 | UEM,Control Valve, PIV-10, Flow Control | K10 - Potable Water Utilities | K1020 - Distribution | K1020100 - Service Areas | 1 | EA | 1/1/1980 00:00:00 | BLDG 2234 NORTH WEST SIDE NEAR GATEWAY CT. | Mayport-Potable Water-Service Area-Zone 2 | PWD MAYPORT
MAYPOR-PW-SA-2 | S454599 | UEM,Control Valve, PIV-11, Flow Control | K10 - Potable Water Utilities | K1020 - Distribution | K1020100 - Service Areas | 1 | EA | 1/1/1980 00:00:00 | BLDG 2105 SOUTH EAST CORNER NEAR GATEWAY CT. AND BALTIMORE ST. | Mayport-Potable Water-Service Area-Zone 2 | PWD MAYPORT
MAYPOR-PW-SA-2 | S454601 | UEM,Control Valve, PIV-12, Flow Control | K10 - Potable Water Utilities | K1020 - Distribution | K1020100 - Service Areas | 1 | EA | 1/1/1980 00:00:00 | BLDG 1585 WEST SIDE AT FRONT OF BUILDING | Mayport-Potable Water-Service Area-Zone 2 | PWD MAYPORT
MAYPOR-PW-SA-2 | S454604 | UEM,Control Valve, PIV-13, Flow Control | K10 - Potable Water Utilities | K1020 - Distribution | K1020100 - Service Areas | 1 | EA | 1/1/1980 00:00:00 | BLDG 413 NEAR BALTIMORE ST | Mayport-Potable Water-Service Area-Zone 2 | PWD MAYPORT
MAYPOR-PW-SA-2 | S454606 | UEM,Control Valve, PIV-14, Flow Control | K10 - Potable Water Utilities | K1020 - Distribution | K1020100 - Service Areas | 1 | EA | 1/1/1980 00:00:00 | BLDG 1806. PIV IS NOT READ | Mayport-Potable Water-Service Area-Zone 2 | PWD MAYPORT
MAYPOR-PW-SA-2 | S454610 | UEM,Control Valve, PIV-15, Flow Control | K10 - Potable Water Utilities | K1020 - Distribution | K1020100 - Service Areas | 1 | EA | 1/1/1980 00:00:00 | BLDG 1806 SOTH SIDE PIV IS NOT READ | Mayport-Potable Water-Service Area-Zone 2 | PWD MAYPORT
MAYPOR-PW-SA-2 | S454612 | UEM,Control Valve, PIV-16, Flow Control | K10 - Potable Water Utilities | K1020 - Distribution | K1020100 - Service Areas | 1 | EA | 1/1/1980 00:00:00 | BLDG 1804 SOTH OF BUILDING IN THE OPEN AREA | Mayport-Potable Water-Service Area-Zone 2 | PWD MAYPORT
MAYPOR-PW-SA-2 | S454613 | UEM,Control Valve, PIV-17, Flow Control | K10 - Potable Water Utilities | K1020 - Distribution | K1020100 - Service Areas | 1 | EA | 1/1/1980 00:00:00 | BLDG 1889 2 PIV ON NORTH EAST SIDE | Mayport-Potable Water-Service Area-Zone 2 | PWD MAYPORT
MAYPOR-PW-SA-2 | S454614 | UEM,Control Valve, PIV-18, Flow Control | K10 - Potable Water Utilities | K1020 - Distribution | K1020100 - Service Areas | 1 | EA | 1/1/1980 00:00:00 | BLDG 1889 2 PIV ON NORTH EAST SIDE | Mayport-Potable Water-Service Area-Zone 2 | PWD MAYPORT
MAYPOR-PW-SA-2 | S454615 | UEM,Control Valve, PIV-19, Flow Control | K10 - Potable Water Utilities | K1020 - Distribution | K1020100 - Service Areas | 1 | EA | 1/1/1980 00:00:00 | BLDG 1888 FRONT SOUTH SIDE BY PARKING LOT | Mayport-Potable Water-Service Area-Zone 2 | PWD MAYPORT
MAYPOR-PW-SA-2 | S454621 | UEM,Control Valve, PIV-20, Flow Control | K10 - Potable Water Utilities | K1020 - Distribution | K1020100 - Service Areas | 1 | EA | 1/1/1980 00:00:00 | BLDG 2078 IN FRONT OF PORT OPS NEAR WATER | Mayport-Potable Water-Service Area-Zone 2 | PWD MAYPORT
MAYPOR-PW-SA-2 | S454627 | UEM,Control Valve, PIV-21, Flow Control | K10 - Potable Water Utilities | K1020 - Distribution | K1020100 - Service Areas | 1 | EA | 1/1/1980 00:00:00 | BLDG 1488 SUPPLY ST. SIDE NEAR LOADING DOCK AREA | Mayport-Potable Water-Service Area-Zone 2 | PWD MAYPORT
MAYPOR-PW-SA-2 | S454628 | UEM,Control Valve, PIV-22, Flow Control | K10 - Potable Water Utilities | K1020 - Distribution | K1020100 - Service Areas | 1 | EA | 1/1/1980 00:00:00 | BLDG 1488 SUPPLY ST. SIDE NEAR LOADING DOCK AREA | Mayport-Potable Water-Service Area-Zone 2 | PWD MAYPORT
MAYPOR-PW-SA-2 | S454629 | UEM,Control Valve, PIV-23, Flow Control | K10 - Potable Water Utilities | K1020 - Distribution | K1020100 - Service Areas | 1 | EA | 1/1/1980 00:00:00 | BLDG 1488 SUPPLY ST. SIDE NEAR LOADING DOCK AREA | Mayport-Potable Water-Service Area-Zone 2 | PWD MAYPORT
MAYPOR-PW-SA-2 | S454630 | UEM,Control Valve, PIV-24, Flow Control | K10 - Potable Water Utilities | K1020 - Distribution | K1020100 - Service Areas | 1 | EA | 1/1/1980 00:00:00 | BLDG 1488 SUPPLY ST. SIDE NEAR LOADING DOCK AREA | Mayport-Potable Water-Service Area-Zone 2 | PWD MAYPORT
MAYPOR-PW-SA-2 | S454632 | UEM,Control Valve, PIV-25, Flow Control | K10 - Potable Water Utilities | K1020 - Distribution | K1020100 - Service Areas | 1 | EA | 1/1/1980 00:00:00 | BLDG 2786 NEXT TO SUPPLY ST. | Mayport-Potable Water-Service Area-Zone 2 | PWD MAYPORT
MAYPOR-PW-SA-2 | S454633 | UEM,Control Valve, PIV-26, Flow Control | K10 - Potable Water Utilities | K1020 - Distribution | K1020100 - Service Areas | 1 | EA | 1/1/1980 00:00:00 | BLDG 2786 NEXT TO SUPPLY ST. | Mayport-Potable Water-Service Area-Zone 2 | PWD MAYPORT
MAYPOR-PW-SA-2 | S454639 | UEM,Control Valve, PIV-27, Flow Control | K10 - Potable Water Utilities | K1020 - Distribution | K1020100 - Service Areas | 1 | EA | 1/1/1980 00:00:00 | BLDG 2786 NEXT TO SUPPLY ST. | Mayport-Potable Water-Service Area-Zone 2 | PWD MAYPORT
MAYPOR-PW-SA-2 | S454640 | UEM,Control Valve, PIV-28, Flow Control | K10 - Potable Water Utilities | K1020 - Distribution | K1020100 - Service Areas | 1 | EA | 1/1/1980 00:00:00 | BLDG 1488 NORTHWEST END ON ECHO WHARF SIDE | Mayport-Potable Water-Service Area-Zone 2 | PWD MAYPORT
MAYPOR-PW-SA-2 | S454641 | UEM,Control Valve, PIV-29, Flow Control | K10 - Potable Water Utilities | K1020 - Distribution | K1020100 - Service Areas | 1 | EA | 1/1/1980 00:00:00 | BLDG 1488 WESTSIDE ON ECHO WHARF SIDE | Mayport-Potable Water-Service Area-Zone 2 | PWD MAYPORT
MAYPOR-PW-SA-2 | S454642 | UEM,Control Valve, PIV-30, Flow Control | K10 - Potable Water Utilities | K1020 - Distribution | K1020100 - Service Areas | 1 | EA | 1/1/1980 00:00:00 | BLDG 1488 SOUTHWEST SIDE ON ECHO WHARF SIDE | Mayport-Potable Water-Service Area-Zone 2 | PWD MAYPORT
MAYPOR-PW-SA-2 | S454666 | UEM,Control Valve, PIV-6A, Flow Control | K10 - Potable Water Utilities | K1020 - Distribution | K1020100 - Service Areas | 1 | EA | 1/1/1980 00:00:00 | BLDG 448 NORTHSIDE OF BUILDING BAILEY AVE SIDE | Mayport-Potable Water-Service Area-Zone 2 | PWD MAYPORT
MAYPOR-PW-SA-2 | S457203 | UEM,Control System, ANT-1388, Antenna | K10 - Potable Water Utilities | K1020 - Distribution | K1020100 - Service Areas | 1 | EA | 1/1/2002 00:00:00 | BLDG 1388 RTU | Mayport-Potable Water-Service Area-Zone 2 | PWD MAYPORT
MAYPOR-PW-SA-2 | S457206 | UEM,Control System, ANT-1805, Antenna | K10 - Potable Water Utilities | K1020 - Distribution | K1020100 - Service Areas | 1 | EA | 1/1/2012 00:00:00 | BLDG 1805 RTU | Mayport-Potable Water-Service Area-Zone 2 | PWD MAYPORT
MAYPOR-PW-SA-2 | S457208 | UEM,Control System, ANT-1888, Antenna | K10 - Potable Water Utilities | K1020 - Distribution | K1020100 - Service Areas | 1 | EA | 1/1/2012 00:00:00 | BLDG 1888 FW | Mayport-Potable Water-Service Area-Zone 2 | PWD MAYPORT
MAYPOR-PW-SA-2 | S457211 | UEM,Control System, ANT-1384, Antenna | K10 - Potable Water Utilities | K1020 - Distribution | K1020100 - Service Areas | 1 | EA | 1/1/2012 00:00:00 | BLDG 1384 RTU | Mayport-Potable Water-Service Area-Zone 2 | PWD MAYPORT
MAYPOR-PW-SA-2 | S457314 | UEM,Hydrant, FH-327, Wet-Barrel | K10 - Potable Water Utilities | K1020 - Distribution | K1020100 - Service Areas | 1 | EA | 3/25/2024 00:00:00 | 1586 PARKING AND BRYCE CANYON RD. | Mayport-Potable Water-Service Area-Zone 2 | PWD MAYPORT
MAYPOR-PW-SA-2 | S457322 | UEM,System Valve, VALVE FOR FH 327, Gate, 6.0, Inches | K10 - Potable Water Utilities | K1020 - Distribution | K1020100 - Service Areas | 1 | EA | 3/25/2024 00:00:00 | SOUTH OF 1586 - Resilient wedge | Mayport-Potable Water-Service Area-Zone 2 | PWD MAYPORT
MAYPOR-PW-SA-2 | S457345 | UEM,Control Valve, BFP-BLG1-2, Backflow Preventer Double Check | K10 - Potable Water Utilities | K1020 - Distribution | K1020100 - Service Areas | 1 | EA | 11/14/2023 00:00:00 | BEHIND BLG 1 | Mayport-Potable Water-Service Area-Zone 2 | PWD MAYPORT
MAYPOR-PW-SA-2 | S457378 | UEM,Control System, ANT-RV_2_1, Antenna | K10 - Potable Water Utilities | K1020 - Distribution | K1020100 - Service Areas | 1 | EA | 1/1/1980 00:00:00 | RV_2_1 RTU | Mayport-Potable Water-Service Area-Zone 2 | PWD MAYPORT
MAYPOR-PW-SA-2 | S457379 | UEM,Control System, ANT-RV_1_1, Antenna | K10 - Potable Water Utilities | K1020 - Distribution | K1020100 - Service Areas | 1 | EA | 1/1/1980 00:00:00 | RV_1_1 RTU | Mayport-Potable Water-Service Area-Zone 2 | PWD MAYPORT
MAYPOR-PW-SA-2 | S486983 | UEM,System Valve, V-316, Check, 8.0, Inches | K10 - Potable Water Utilities | K1020 - Distribution | K1020100 - Service Areas | 1 | EA | 1/1/1960 00:00:00 | NW OF BLG 460 | Mayport-Potable Water-Service Area-Zone 2 | PWD MAYPORT
MAYPOR-PW-SA-2 | UMA435000034 | SYSTEM VALVE, GV-1394, GATE, 6, INCHES | K10 - Potable Water Utilities | K1020 - Distribution | K1020100 - Service Areas | 1 | EA | 1/1/1960 00:00:00 |  | Mayport-Potable Water-Service Area-Zone 2 | PWD MAYPORT
MAYPOR-PW-SA-2 | UMA435000035 | UEM,Mechanical Meter, SE_03_FW_BL_1334_1, Delivery, Other, 4.0, Inches, 120320047 | K10 - Potable Water Utilities | K1020 - Distribution | K1020100 - Service Areas | 1 | EA | 1/1/2012 00:00:00 |  | Mayport-Potable Water-Service Area-Zone 2 | PWD MAYPORT
MAYPOR-PW-SA-2 | UMA435000036 | INSTRUMENTATION, SE-03-RTU-BL-1334-1, TRANSMITTER | K10 - Potable Water Utilities | K1020 - Distribution | K1020100 - Service Areas | 1 | EA | 1/1/2012 00:00:00 |  | Mayport-Potable Water-Service Area-Zone 2 | PWD MAYPORT
MAYPOR-PW-SA-2 | UMA435000037 | SYSTEM VALVE, GV-9006, GATE, 6, INCHES | K10 - Potable Water Utilities | K1020 - Distribution | K1020100 - Service Areas | 1 | EA | 1/1/2012 00:00:00 |  | Mayport-Potable Water-Service Area-Zone 2 | PWD MAYPORT
MAYPOR-PW-SA-2 | UMA435000165 | UEM,Mechanical Meter, SE_03_FW_BL_1906_1, Delivery, Electromagnetic, 2.0, Inches, 120320150 | K10 - Potable Water Utilities | K1020 - Distribution | K1020110 - Pump Stations | 1 | EA | 1/1/2012 00:00:00 | BLDG-1906 | Mayport-Potable Water-Service Area-Zone 2 | PWD MAYPORT
MAYPOR-PW-SA-2 | UMA436000232 | UEM,Hydrant, FH-316, Wet-Barrel | K10 - Potable Water Utilities | K1020 - Distribution | K1020100 - Service Areas | 1 | EA | 1/1/1987 00:00:00 | EAST END OF RV PARK, ADJ BON HOMME RICHARD ST | Mayport-Potable Water-Service Area-Zone 2 | PWD MAYPORT
MAYPOR-PW-SA-2 | UMA436000233 | SYSTEM VALVE, VALVE-1, CHECK, 6, INCHES | K10 - Potable Water Utilities | K1020 - Distribution | K1020100 - Service Areas | 1 | EA | 1/1/1987 00:00:00 | ACROSS FROM BFP AT RV PARK, BON HOMME ST | Mayport-Potable Water-Service Area-Zone 2 | PWD MAYPORT
MAYPOR-PW-SA-2 | UMA436000234 | CONTROL VALVE, BFP FOR RV PARK , BACKFLOW PREVENTER DOUBLE CHECK | K10 - Potable Water Utilities | K1020 - Distribution | K1020100 - Service Areas | 1 | EA | 1/1/2011 00:00:00 | RV PAR BON HOMME ST | Mayport-Potable Water-Service Area-Zone 2 | PWD MAYPORT
MAYPOR-PW-SA-2 | UMA436000235 | SYSTEM VALVE, VALVE-2, CHECK, 6, INCHES | K10 - Potable Water Utilities | K1020 - Distribution | K1020100 - Service Areas | 1 | EA | 1/1/1987 00:00:00 | BEHIND BFP FOR RV PARK BON HOMME ST | Mayport-Potable Water-Service Area-Zone 2 | PWD MAYPORT
MAYPOR-PW-SA-2 | UMA436000236 | SYSTEM VALVE, VALVE-3, CHECK, 6, INCHES | K10 - Potable Water Utilities | K1020 - Distribution | K1020100 - Service Areas | 1 | EA | 1/1/1987 00:00:00 | FAR NORTH OF 1853 | Mayport-Potable Water-Service Area-Zone 2 | PWD MAYPORT
MAYPOR-PW-SA-2 | UMA436000237 | CONTROL VALVE, BFP FOR 2286, BACKFLOW PREVENTER DOUBLE CHECK | K10 - Potable Water Utilities | K1020 - Distribution | K1020100 - Service Areas | 1 | EA | 1/1/2011 00:00:00 | BEHIND BLG 2286, RV PARK BON HOMME ST | Mayport-Potable Water-Service Area-Zone 2 | PWD MAYPORT
MAYPOR-PW-SA-2 | UMA436000238 | SYSTEM VALVE, VALVE-4, CHECK, 6, INCHES | K10 - Potable Water Utilities | K1020 - Distribution | K1020100 - Service Areas | 1 | EA | 1/1/1987 00:00:00 | IN FRONT 1585, ALONG BALTIMORE ST | Mayport-Potable Water-Service Area-Zone 2 | PWD MAYPORT
MAYPOR-PW-SA-2 | UMA436000239 | SYSTEM VALVE, VALVE-5, CHECK, 6, INCHES | K10 - Potable Water Utilities | K1020 - Distribution | K1020100 - Service Areas | 1 | EA | 1/1/1987 00:00:00 | IN FRONT OF 1585, ALONG BALTIMORE ST | Mayport-Potable Water-Service Area-Zone 2 | PWD MAYPORT
MAYPOR-PW-SA-2 | UMA436000240 | UEM,Hydrant, FH-213, Wet-Barrel | K10 - Potable Water Utilities | K1020 - Distribution | K1020100 - Service Areas | 1 | EA | 1/1/1987 00:00:00 | IN FRONT OF BLG 1585, PARKING LOT | Mayport-Potable Water-Service Area-Zone 2 | PWD MAYPORT
MAYPOR-PW-SA-2 | UMA436000241 | UEM,System Valve, VALVE FOR FH 213, Gate, 6.0, Inches | K10 - Potable Water Utilities | K1020 - Distribution | K1020100 - Service Areas | 1 | EA | 1/1/1987 00:00:00 | IN FRONT OF BLG 1585, PARKING LOT | Mayport-Potable Water-Service Area-Zone 2 | PWD MAYPORT
MAYPOR-PW-SA-2 | UMA436000242 | SYSTEM VALVE, VALVE-6, CHECK, 6, INCHES | K10 - Potable Water Utilities | K1020 - Distribution | K1020100 - Service Areas | 1 | EA | 1/1/1987 00:00:00 | SOUTH OF FH 513, BLG 1585 | Mayport-Potable Water-Service Area-Zone 2 | PWD MAYPORT
MAYPOR-PW-SA-2 | UMA436000243 | CONTROL VALVE, BFP 1585-1, BACKFLOW PREVENTER DOUBLE CHECK | K10 - Potable Water Utilities | K1020 - Distribution | K1020100 - Service Areas | 1 | EA | 1/1/1997 00:00:00 | IN FRONT OF BLG 1585 | Mayport-Potable Water-Service Area-Zone 2 | PWD MAYPORT
MAYPOR-PW-SA-2 | UMA436000244 | CONTROL VALVE, BFP 1585-2, BACKFLOW PREVENTER DOUBLE CHECK | K10 - Potable Water Utilities | K1020 - Distribution | K1020100 - Service Areas | 1 | EA | 1/1/1997 00:00:00 | FRONT RT SIDE OG BLG 1585 | Mayport-Potable Water-Service Area-Zone 2 | PWD MAYPORT
MAYPOR-PW-SA-2 | UMA436000245 | CONTROL VALVE, BFP 1585-3, BACKFLOW PREVENTER DOUBLE CHECK | K10 - Potable Water Utilities | K1020 - Distribution | K1020100 - Service Areas | 1 | EA | 1/1/1997 00:00:00 | FRONT RT SIDE OF BLG 1585 | Mayport-Potable Water-Service Area-Zone 2 | PWD MAYPORT
MAYPOR-PW-SA-2 | UMA436000246 | UEM,Hydrant, FH-214, Wet-Barrel | K10 - Potable Water Utilities | K1020 - Distribution | K1020100 - Service Areas | 1 | EA | 1/1/1994 00:00:00 | SIDE OF 1585 ON VIGILANCE DR. | Mayport-Potable Water-Service Area-Zone 2 | PWD MAYPORT
MAYPOR-PW-SA-2 | UMA436000247 | UEM,System Valve, VALVE FOR FH 214, Gate, 6.0, Inches | K10 - Potable Water Utilities | K1020 - Distribution | K1020100 - Service Areas | 1 | EA | 1/1/1987 00:00:00 | MARSHALL COUCH DR., SIDE OF 1585 | Mayport-Potable Water-Service Area-Zone 2 | PWD MAYPORT
MAYPOR-PW-SA-2 | UMA436000249 | UEM,System Valve, VALVE FOR FH 215, Gate, 6.0, Inches | K10 - Potable Water Utilities | K1020 - Distribution | K1020100 - Service Areas | 1 | EA | 1/1/1987 00:00:00 | BEHIND 1585, NEAR 1849 | Mayport-Potable Water-Service Area-Zone 2 | PWD MAYPORT
MAYPOR-PW-SA-2 | UMA436000250 | SYSTEM VALVE, VALVE-7, CHECK, 6, INCHES | K10 - Potable Water Utilities | K1020 - Distribution | K1020100 - Service Areas | 1 | EA | 1/1/1987 00:00:00 | BACK NORTH DOOR 1585, ALONG SIDEWALK | Mayport-Potable Water-Service Area-Zone 2 | PWD MAYPORT
MAYPOR-PW-SA-2 | UMA436000251 | SYSTEM VALVE, VALVE-8, CHECK, 6, INCHES | K10 - Potable Water Utilities | K1020 - Distribution | K1020100 - Service Areas | 1 | EA | 1/1/1987 00:00:00 | NEXT FH 215,CORNER 1842 | Mayport-Potable Water-Service Area-Zone 2 | PWD MAYPORT
MAYPOR-PW-SA-2 | UMA436000252 | SYSTEM VALVE, VALVE-9, CHECK, 6, INCHES | K10 - Potable Water Utilities | K1020 - Distribution | K1020100 - Service Areas | 1 | EA | 1/1/1987 00:00:00 | BETWEEN 1842 AND 1860 | Mayport-Potable Water-Service Area-Zone 2 | PWD MAYPORT
MAYPOR-PW-SA-2 | UMA436000253 | UEM,Hydrant, FH-207, Wet-Barrel | K10 - Potable Water Utilities | K1020 - Distribution | K1020100 - Service Areas | 1 | EA | 1/1/1988 00:00:00 | IN FRONT OF 2050 | Mayport-Potable Water-Service Area-Zone 2 | PWD MAYPORT
MAYPOR-PW-SA-2 | UMA436000254 | SYSTEM VALVE, VALVE-10, CHECK, 6, INCHES | K10 - Potable Water Utilities | K1020 - Distribution | K1020100 - Service Areas | 1 | EA | 1/1/1987 00:00:00 | IN FRONT OF DIRT PARKING FOR 2050 | Mayport-Potable Water-Service Area-Zone 2 | PWD MAYPORT
MAYPOR-PW-SA-2 | UMA436000255 | CONTROL VALVE, BFP FOR BLG 242-1, BACKFLOW PREVENTER DOUBLE CHECK | K10 - Potable Water Utilities | K1020 - Distribution | K1020100 - Service Areas | 1 | EA | 1/1/1997 00:00:00 | LEFT BLG 242 | Mayport-Potable Water-Service Area-Zone 2 | PWD MAYPORT
MAYPOR-PW-SA-2 | UMA436000256 | CONTROL VALVE, BFP BLG 242-2, BACKFLOW PREVENTER DOUBLE CHECK | K10 - Potable Water Utilities | K1020 - Distribution | K1020100 - Service Areas | 1 | EA | 1/1/1997 00:00:00 | FRONT RT OF BLG 242 | Mayport-Potable Water-Service Area-Zone 2 | PWD MAYPORT
MAYPOR-PW-SA-2 | UMA436000257 | CONTROL VALVE, BFP BLG 267, BACKFLOW PREVENTER DOUBLE CHECK | K10 - Potable Water Utilities | K1020 - Distribution | K1020100 - Service Areas | 1 | EA | 1/1/1997 00:00:00 | blg 267 | Mayport-Potable Water-Service Area-Zone 2 | PWD MAYPORT
MAYPOR-PW-SA-2 | UMA436000258 | SYSTEM VALVE, VALVE-11, CHECK, 6, INCHES | K10 - Potable Water Utilities | K1020 - Distribution | K1020100 - Service Areas | 1 | EA | 1/1/1987 00:00:00 | BEHIND BLG 267, NEXT TO BFP | Mayport-Potable Water-Service Area-Zone 2 | PWD MAYPORT
MAYPOR-PW-SA-2 | UMA436000259 | SYSTEM VALVE, VALVE-12, CHECK, 8, INCHES | K10 - Potable Water Utilities | K1020 - Distribution | K1020100 - Service Areas | 1 | EA | 1/1/1987 00:00:00 | NORTH CORNER OF BALTIMORE AND MARSHALL, GRASS | Mayport-Potable Water-Service Area-Zone 2 | PWD MAYPORT
MAYPOR-PW-SA-2 | UMA436000260 | SYSTEM VALVE, VALVE-13, CHECK, 8, INCHES | K10 - Potable Water Utilities | K1020 - Distribution | K1020100 - Service Areas | 1 | EA | 1/1/1987 00:00:00 | IN ST, INTERSECTION OF BALTIMORE AND MARSHALL | Mayport-Potable Water-Service Area-Zone 2 | PWD MAYPORT
MAYPOR-PW-SA-2 | UMA436000261 | SYSTEM VALVE, VALVE-14, CHECK, 8, INCHES | K10 - Potable Water Utilities | K1020 - Distribution | K1020100 - Service Areas | 1 | EA | 1/1/1987 00:00:00 | FRONT LEFT OF BLG 2105 ALONG BALTIMORE | Mayport-Potable Water-Service Area-Zone 2 | PWD MAYPORT
MAYPOR-PW-SA-2 | UMA436000262 | SYSTEM VALVE, VALVE-15, CHECK, 10, INCHES | K10 - Potable Water Utilities | K1020 - Distribution | K1020100 - Service Areas | 1 | EA | 1/1/1987 00:00:00 | FRONT LEFT OF BLG 2105, ALONG BALTIMORE | Mayport-Potable Water-Service Area-Zone 2 | PWD MAYPORT
MAYPOR-PW-SA-2 | UMA436000263 | UEM,Hydrant, FH-206, Wet-Barrel | K10 - Potable Water Utilities | K1020 - Distribution | K1020100 - Service Areas | 1 | EA | 1/1/1988 00:00:00 | RT CORNER of 2105, ALONG BALTIMORE | Mayport-Potable Water-Service Area-Zone 2 | PWD MAYPORT
MAYPOR-PW-SA-2 | UMA436000264 | UEM,System Valve, VALVE FOR FH 206, Gate, 8.0, Inches | K10 - Potable Water Utilities | K1020 - Distribution | K1020100 - Service Areas | 1 | EA | 1/1/1987 00:00:00 | FRONT RIGT CORNER OF BL 2105, ALONG BALTIMORE | Mayport-Potable Water-Service Area-Zone 2 | PWD MAYPORT
MAYPOR-PW-SA-2 | UMA436000265 | SYSTEM VALVE, VALVE-16, CHECK, 10, INCHES | K10 - Potable Water Utilities | K1020 - Distribution | K1020100 - Service Areas | 1 | EA | 1/1/1987 00:00:00 | SOUTH INTERSECTION CORNER OF BLG 2105 | Mayport-Potable Water-Service Area-Zone 2 | PWD MAYPORT
MAYPOR-PW-SA-2 | UMA436000266 | SYSTEM VALVE, VALVE-17, CHECK, 10, INCHES | K10 - Potable Water Utilities | K1020 - Distribution | K1020100 - Service Areas | 1 | EA | 1/1/1987 00:00:00 | SOUTH INTERSECTION OF BLG 2105 | Mayport-Potable Water-Service Area-Zone 2 | PWD MAYPORT
MAYPOR-PW-SA-2 | UMA436000267 | SYSTEM VALVE, VALVE-18, CHECK, 8, INCHES | K10 - Potable Water Utilities | K1020 - Distribution | K1020100 - Service Areas | 1 | EA | 1/1/1987 00:00:00 | NORTH INTERSECTION OF BLG 2234 | Mayport-Potable Water-Service Area-Zone 2 | PWD MAYPORT
MAYPOR-PW-SA-2 | UMA436000268 | SYSTEM VALVE, VALVE-19, CHECK, 8, INCHES | K10 - Potable Water Utilities | K1020 - Distribution | K1020100 - Service Areas | 1 | EA | 1/1/1987 00:00:00 | FRONT OF 2234, ACROSS FROM BAILEY AVE | Mayport-Potable Water-Service Area-Zone 2 | PWD MAYPORT
MAYPOR-PW-SA-2 | UMA436000269 | SYSTEM VALVE, VALVE-20, CHECK, 8, INCHES | K10 - Potable Water Utilities | K1020 - Distribution | K1020100 - Service Areas | 1 | EA | 1/1/1987 00:00:00 | ADJ TO INTERSECTION SIGN FOR BAILEY AVE AND BALTIMORE | Mayport-Potable Water-Service Area-Zone 2 | PWD MAYPORT
MAYPOR-PW-SA-2 | UMA436000270 | SYSTEM VALVE, VALVE-21, CHECK, 8, INCHES | K10 - Potable Water Utilities | K1020 - Distribution | K1020100 - Service Areas | 1 | EA | 1/1/1987 00:00:00 | ACROSS ST FROM INTERSECTION SIGN FOR BAILEY AND BALTIMORE | Mayport-Potable Water-Service Area-Zone 2 | PWD MAYPORT
MAYPOR-PW-SA-2 | UMA436000271 | UEM,Hydrant, FH-216, Wet-Barrel | K10 - Potable Water Utilities | K1020 - Distribution | K1020100 - Service Areas | 1 | EA | 1/1/1987 00:00:00 | FRONT OF GALLEY ACROSS BALTIMORE | Mayport-Potable Water-Service Area-Zone 2 | PWD MAYPORT
MAYPOR-PW-SA-2 | UMA436000272 | UEM,System Valve, VALVE FORE FH 216, Gate, 8.0, Inches | K10 - Potable Water Utilities | K1020 - Distribution | K1020100 - Service Areas | 1 | EA | 1/1/1987 00:00:00 | FRONT OF GALLEY ACROSS BALTIMORE | Mayport-Potable Water-Service Area-Zone 2 | PWD MAYPORT
MAYPOR-PW-SA-2 | UMA436000273 | SYSTEM VALVE, VALVE-22, CHECK, 8, INCHES | K10 - Potable Water Utilities | K1020 - Distribution | K1020100 - Service Areas | 1 | EA | 1/1/1987 00:00:00 | SOUTH CORNER OF BLG 2234, ALONG BALTIMORE | Mayport-Potable Water-Service Area-Zone 2 | PWD MAYPORT
MAYPOR-PW-SA-2 | UMA436000274 | CONTROL VALVE, BPFP FOR BLG 1842, BACKFLOW PREVENTER DOUBLE CHECK | K10 - Potable Water Utilities | K1020 - Distribution | K1020100 - Service Areas | 1 | EA | 1/1/2011 00:00:00 | BEHIND 413 | Mayport-Potable Water-Service Area-Zone 2 | PWD MAYPORT
MAYPOR-PW-SA-2 | UMA436000275 | CONTROL VALVE, BFP FOR 1810, BACKFLOW PREVENTER DOUBLE CHECK | K10 - Potable Water Utilities | K1020 - Distribution | K1020100 - Service Areas | 1 | EA | 1/1/2011 00:00:00 | IN FRONT OF 1810, TENIS COURTS | Mayport-Potable Water-Service Area-Zone 2 | PWD MAYPORT
MAYPOR-PW-SA-2 | UMA436000276 | CONTROL VALVE, BFP BLG 1587, BACKFLOW PREVENTER DOUBLE CHECK | K10 - Potable Water Utilities | K1020 - Distribution | K1020100 - Service Areas | 1 | EA | 1/1/2012 00:00:00 | NORTH CORNER BLG 1587 | Mayport-Potable Water-Service Area-Zone 2 | PWD MAYPORT
MAYPOR-PW-SA-2 | UMA436000277 | UEM,Hydrant, FH-330, Wet-Barrel | K10 - Potable Water Utilities | K1020 - Distribution | K1020100 - Service Areas | 1 | EA | 1/1/1987 00:00:00 | NORTH BLG 1587 CORNER AT PARKING LOT | Mayport-Potable Water-Service Area-Zone 2 | PWD MAYPORT
MAYPOR-PW-SA-2 | UMA436000278 | UEM,System Valve, VALVE FOR FH 330, Gate, 8.0, Inches | K10 - Potable Water Utilities | K1020 - Distribution | K1020100 - Service Areas | 1 | EA | 1/1/1987 00:00:00 | NORTH BLG 1587 | Mayport-Potable Water-Service Area-Zone 2 | PWD MAYPORT
MAYPOR-PW-SA-2 | UMA436000279 | UEM,Hydrant, FH-329, Wet-Barrel | K10 - Potable Water Utilities | K1020 - Distribution | K1020100 - Service Areas | 1 | EA | 1/1/1987 00:00:00 | ON ISLAND FOR BRYCE CANYON RD | Mayport-Potable Water-Service Area-Zone 2 | PWD MAYPORT
MAYPOR-PW-SA-2 | UMA436000280 | SYSTEM VALVE, VALVE FOR 329, CHECK, 8, INCHES | K10 - Potable Water Utilities | K1020 - Distribution | K1020100 - Service Areas | 1 | EA | 1/1/1987 00:00:00 | NORTH OF 1586, ADJ PRKING LOT | Mayport-Potable Water-Service Area-Zone 2 | PWD MAYPORT
MAYPOR-PW-SA-2 | UMA436000281 | CONTROL VALVE, BFP-1586-1, BACKFLOW PREVENTER DOUBLE CHECK | K10 - Potable Water Utilities | K1020 - Distribution | K1020100 - Service Areas | 1 | EA | 1/1/1999 00:00:00 |  | Mayport-Potable Water-Service Area-Zone 2 | PWD MAYPORT
MAYPOR-PW-SA-2 | UMA436000282 | CONTROL VALVE, BFP-1586-2, BACKFLOW PREVENTER DOUBLE CHECK | K10 - Potable Water Utilities | K1020 - Distribution | K1020100 - Service Areas | 1 | EA | 1/1/1988 00:00:00 |  | Mayport-Potable Water-Service Area-Zone 2 | PWD MAYPORT
MAYPOR-PW-SA-2 | UMA436000283 | SYSTEM VALVE, VALVE-23, CHECK, 6, INCHES | K10 - Potable Water Utilities | K1020 - Distribution | K1020100 - Service Areas | 1 | EA | 1/1/1987 00:00:00 | IN FRONT OF 1586 | Mayport-Potable Water-Service Area-Zone 2 | PWD MAYPORT
MAYPOR-PW-SA-2 | UMA436000286 | UEM,Hydrant, FH-309, Wet-Barrel | K10 - Potable Water Utilities | K1020 - Distribution | K1020100 - Service Areas | 1 | EA | 1/1/1987 00:00:00 | SIDE OF 337 ALONG BAILEY AVE | Mayport-Potable Water-Service Area-Zone 2 | PWD MAYPORT
MAYPOR-PW-SA-2 | UMA436000287 | UEM,System Valve, HV-309, Gate, 8.0, Inches | K10 - Potable Water Utilities | K1020 - Distribution | K1020100 - Service Areas | 1 | EA | 1/1/1987 00:00:00 | SIDE OF 337 ALONG BAILEY AVE | Mayport-Potable Water-Service Area-Zone 2 | PWD MAYPORT
MAYPOR-PW-SA-2 | UMA436000288 | CONTROL VALVE, BFP-337-1, BACKFLOW PREVENTER DOUBLE CHECK | K10 - Potable Water Utilities | K1020 - Distribution | K1020100 - Service Areas | 1 | EA | 1/1/1997 00:00:00 | BETWEEN 337 AND 338 | Mayport-Potable Water-Service Area-Zone 2 | PWD MAYPORT
MAYPOR-PW-SA-2 | UMA436000289 | SYSTEM VALVE, VALVE-24, CHECK, 6, INCHES | K10 - Potable Water Utilities | K1020 - Distribution | K1020100 - Service Areas | 1 | EA | 1/1/1987 00:00:00 | ADJ TO BFP BETWEEN 337 AND 338 | Mayport-Potable Water-Service Area-Zone 2 | PWD MAYPORT
MAYPOR-PW-SA-2 | UMA436000291 | CONTROL VALVE, BFP-1394-1, BACKFLOW PREVENTER DOUBLE CHECK | K10 - Potable Water Utilities | K1020 - Distribution | K1020100 - Service Areas | 1 | EA | 1/1/2011 00:00:00 | NORTH EAST OF 1394 | Mayport-Potable Water-Service Area-Zone 2 | PWD MAYPORT
MAYPOR-PW-SA-2 | UMA436000292 | CONTROL VALVE, BFP FOR 1394-2, BACKFLOW PREVENTER DOUBLE CHECK | K10 - Potable Water Utilities | K1020 - Distribution | K1020100 - Service Areas | 1 | EA | 1/1/1997 00:00:00 | BHIND 1394 | Mayport-Potable Water-Service Area-Zone 2 | PWD MAYPORT
MAYPOR-PW-SA-2 | UMA436000293 | SYSTEM VALVE, VALVE-25, CHECK, 6, INCHES | K10 - Potable Water Utilities | K1020 - Distribution | K1020100 - Service Areas | 1 | EA | 1/1/1987 00:00:00 | BEHIND 1394 ADJ TO ELECTRICAL WALL | Mayport-Potable Water-Service Area-Zone 2 | PWD MAYPORT
MAYPOR-PW-SA-2 | UMA436000294 | SYSTEM VALVE, VALVE-26, CHECK, 6, INCHES | K10 - Potable Water Utilities | K1020 - Distribution | K1020100 - Service Areas | 1 | EA | 1/1/1987 00:00:00 | BEHIND 1394, ADJ TO ELECTRICAL WALL | Mayport-Potable Water-Service Area-Zone 2 | PWD MAYPORT
MAYPOR-PW-SA-2 | UMA436000295 | CONTROL VALVE, BFP 337-2, BACKFLOW PREVENTER DOUBLE CHECK | K10 - Potable Water Utilities | K1020 - Distribution | K1020100 - Service Areas | 1 | EA | 1/1/1997 00:00:00 | NE CORNER 337 | Mayport-Potable Water-Service Area-Zone 2 | PWD MAYPORT
MAYPOR-PW-SA-2 | UMA436000296 | UEM,Hydrant, FH-205, Wet-Barrel | K10 - Potable Water Utilities | K1020 - Distribution | K1020100 - Service Areas | 1 | EA | 1/1/2007 00:00:00 | N OF BLG 243, PARKING LOT | Mayport-Potable Water-Service Area-Zone 2 | PWD MAYPORT
MAYPOR-PW-SA-2 | UMA436000297 | SYSTEM VALVE, VALVE-27, CHECK, 6, INCHES | K10 - Potable Water Utilities | K1020 - Distribution | K1020100 - Service Areas | 1 | EA | 1/1/1987 00:00:00 |  | Mayport-Potable Water-Service Area-Zone 2 | PWD MAYPORT
MAYPOR-PW-SA-2 | UMA436000298 | SYSTEM VALVE, VALVE-28, CHECK, 6, INCHES | K10 - Potable Water Utilities | K1020 - Distribution | K1020100 - Service Areas | 1 | EA | 1/1/1987 00:00:00 | NORTH OF 246 | Mayport-Potable Water-Service Area-Zone 2 | PWD MAYPORT
MAYPOR-PW-SA-2 | UMA436000299 | SYSTEM VALVE, VALVE-29, CHECK, 6, INCHES | K10 - Potable Water Utilities | K1020 - Distribution | K1020100 - Service Areas | 1 | EA | 1/1/1987 00:00:00 | NORTH OF 243 | Mayport-Potable Water-Service Area-Zone 2 | PWD MAYPORT
MAYPOR-PW-SA-2 | UMA436000300 | SYSTEM VALVE, VALVE-30, CHECK, 6, INCHES | K10 - Potable Water Utilities | K1020 - Distribution | K1020100 - Service Areas | 1 | EA | 1/1/1987 00:00:00 | NORTH 243 | Mayport-Potable Water-Service Area-Zone 2 | PWD MAYPORT
MAYPOR-PW-SA-2 | UMA436000301 | UEM,Hydrant, FH-425, Wet-Barrel | K10 - Potable Water Utilities | K1020 - Distribution | K1020100 - Service Areas | 1 | EA | 1/1/1988 00:00:00 | MAIN ST @ 1981 | Mayport-Potable Water-Service Area-Zone 2 | PWD MAYPORT
MAYPOR-PW-SA-2 | UMA436000302 | UEM,System Valve, VALVE FOR FH, Gate, 6.0, Inches | K10 - Potable Water Utilities | K1020 - Distribution | K1020100 - Service Areas | 1 | EA | 1/1/1987 00:00:00 | SOUTH OF 425 | Mayport-Potable Water-Service Area-Zone 2 | PWD MAYPORT
MAYPOR-PW-SA-2 | UMA436000303 | SYSTEM VALVE, VALVE-31, CHECK, 6, INCHES | K10 - Potable Water Utilities | K1020 - Distribution | K1020100 - Service Areas | 1 | EA | 1/1/1987 00:00:00 | SOUTH 425 | Mayport-Potable Water-Service Area-Zone 2 | PWD MAYPORT
MAYPOR-PW-SA-2 | UMA436000304 | SYSTEM VALVE, VALVE-32, CHECK, 6, INCHES | K10 - Potable Water Utilities | K1020 - Distribution | K1020100 - Service Areas | 1 | EA | 1/1/1987 00:00:00 | SOUTH OF 425 | Mayport-Potable Water-Service Area-Zone 2 | PWD MAYPORT
MAYPOR-PW-SA-2 | UMA436000305 | CONTROL VALVE, BFP-BLG 425, BACKFLOW PREVENTER DOUBLE CHECK | K10 - Potable Water Utilities | K1020 - Distribution | K1020100 - Service Areas | 1 | EA | 1/1/2011 00:00:00 |  | Mayport-Potable Water-Service Area-Zone 2 | PWD MAYPORT
MAYPOR-PW-SA-2 | UMA436000306 | SYSTEM VALVE, VALVE-425-1, CHECK, 6, INCHES | K10 - Potable Water Utilities | K1020 - Distribution | K1020100 - Service Areas | 1 | EA | 1/1/1987 00:00:00 | FRONT DRIVE THROUGH OF 425 | Mayport-Potable Water-Service Area-Zone 2 | PWD MAYPORT
MAYPOR-PW-SA-2 | UMA436000307 | SYSTEM VALVE, VALVE-425-3, CHECK, 6, INCHES | K10 - Potable Water Utilities | K1020 - Distribution | K1020100 - Service Areas | 1 | EA | 1/1/1987 00:00:00 | BLG 425 | Mayport-Potable Water-Service Area-Zone 2 | PWD MAYPORT
MAYPOR-PW-SA-2 | UMA436000308 | SYSTEM VALVE, VALVE-425-2, CHECK, 6, INCHES | K10 - Potable Water Utilities | K1020 - Distribution | K1020100 - Service Areas | 1 | EA | 1/1/1987 00:00:00 | BLG 425 | Mayport-Potable Water-Service Area-Zone 2 | PWD MAYPORT
MAYPOR-PW-SA-2 | UMA436000309 | SYSTEM VALVE, VALVE-425-4, CHECK, 6, INCHES | K10 - Potable Water Utilities | K1020 - Distribution | K1020100 - Service Areas | 1 | EA | 1/1/1987 00:00:00 | BLG 425 | Mayport-Potable Water-Service Area-Zone 2 | PWD MAYPORT
MAYPOR-PW-SA-2 | UMA436000310 | SYSTEM VALVE, VALVE-425-5, CHECK, 6, INCHES | K10 - Potable Water Utilities | K1020 - Distribution | K1020100 - Service Areas | 1 | EA | 1/1/1987 00:00:00 | BLG 425 | Mayport-Potable Water-Service Area-Zone 2 | PWD MAYPORT
MAYPOR-PW-SA-2 | UMA436000311 | SYSTEM VALVE, VALVE-425-6, CHECK, 6, INCHES | K10 - Potable Water Utilities | K1020 - Distribution | K1020100 - Service Areas | 1 | EA | 1/1/1987 00:00:00 | BLG 425 | Mayport-Potable Water-Service Area-Zone 2 | PWD MAYPORT
MAYPOR-PW-SA-2 | UMA436000312 | SYSTEM VALVE, VALVE-425-7, CHECK, 6, INCHES | K10 - Potable Water Utilities | K1020 - Distribution | K1020100 - Service Areas | 1 | EA | 1/1/1987 00:00:00 | BLG 425 | Mayport-Potable Water-Service Area-Zone 2 | PWD MAYPORT
MAYPOR-PW-SA-2 | UMA436000313 | SYSTEM VALVE, VALVE-425-8, CHECK, 6, INCHES | K10 - Potable Water Utilities | K1020 - Distribution | K1020100 - Service Areas | 1 | EA | 1/1/1987 00:00:00 | BLG 425 | Mayport-Potable Water-Service Area-Zone 2 | PWD MAYPORT
MAYPOR-PW-SA-2 | UMA436000314 | SYSTEM VALVE, VALVE-425-9, CHECK, 6, INCHES | K10 - Potable Water Utilities | K1020 - Distribution | K1020100 - Service Areas | 1 | EA | 1/1/1987 00:00:00 | BLG 425 | Mayport-Potable Water-Service Area-Zone 2 | PWD MAYPORT
MAYPOR-PW-SA-2 | UMA436000315 | SYSTEM VALVE, VALVE-425-10, CHECK, 6, INCHES | K10 - Potable Water Utilities | K1020 - Distribution | K1020100 - Service Areas | 1 | EA | 1/1/1987 00:00:00 | BLG 425 | Mayport-Potable Water-Service Area-Zone 2 | PWD MAYPORT
MAYPOR-PW-SA-2 | UMA436000316 | SYSTEM VALVE, VALVE-425-11, CHECK, 6, INCHES | K10 - Potable Water Utilities | K1020 - Distribution | K1020100 - Service Areas | 1 | EA | 1/1/1987 00:00:00 | BLG 425 | Mayport-Potable Water-Service Area-Zone 2 | PWD MAYPORT
MAYPOR-PW-SA-2 | UMA436000317 | SYSTEM VALVE, VALVE-425-12, CHECK, 6, INCHES | K10 - Potable Water Utilities | K1020 - Distribution | K1020100 - Service Areas | 1 | EA | 1/1/1987 00:00:00 | BLG 425 | Mayport-Potable Water-Service Area-Zone 2 | PWD MAYPORT
MAYPOR-PW-SA-2 | UMA436000318 | SYSTEM VALVE, VALVE-425-13, CHECK, 6, INCHES | K10 - Potable Water Utilities | K1020 - Distribution | K1020100 - Service Areas | 1 | EA | 1/1/1987 00:00:00 | blg 425 | Mayport-Potable Water-Service Area-Zone 2 | PWD MAYPORT
MAYPOR-PW-SA-2 | UMA436000319 | SYSTEM VALVE, VALVE-425-15, CHECK, 6, INCHES | K10 - Potable Water Utilities | K1020 - Distribution | K1020100 - Service Areas | 1 | EA | 1/1/1987 00:00:00 | BLG 425 | Mayport-Potable Water-Service Area-Zone 2 | PWD MAYPORT
MAYPOR-PW-SA-2 | UMA436000320 | SYSTEM VALVE, VALVE-425-14, CHECK, 6, INCHES | K10 - Potable Water Utilities | K1020 - Distribution | K1020100 - Service Areas | 1 | EA | 1/1/1987 00:00:00 | BLG 425 | Mayport-Potable Water-Service Area-Zone 2 | PWD MAYPORT
MAYPOR-PW-SA-2 | UMA436000321 | SYSTEM VALVE, VALVE-425-16, CHECK, 6, INCHES | K10 - Potable Water Utilities | K1020 - Distribution | K1020100 - Service Areas | 1 | EA | 1/1/1987 00:00:00 | BLG 425 | Mayport-Potable Water-Service Area-Zone 2 | PWD MAYPORT
MAYPOR-PW-SA-2 | UMA436000322 | SYSTEM VALVE, VALVE-425-17, CHECK, 6, INCHES | K10 - Potable Water Utilities | K1020 - Distribution | K1020100 - Service Areas | 1 | EA | 1/1/1987 00:00:00 | BLG 425 | Mayport-Potable Water-Service Area-Zone 2 | PWD MAYPORT
MAYPOR-PW-SA-2 | UMA436000323 | SYSTEM VALVE, VALVE-425-18, CHECK, 6, INCHES | K10 - Potable Water Utilities | K1020 - Distribution | K1020100 - Service Areas | 1 | EA | 1/1/1987 00:00:00 | Blg 425 | Mayport-Potable Water-Service Area-Zone 2 | PWD MAYPORT
MAYPOR-PW-SA-2 | UMA436000324 | SYSTEM VALVE, VALVE-425-19, CHECK, 6, INCHES | K10 - Potable Water Utilities | K1020 - Distribution | K1020100 - Service Areas | 1 | EA | 1/1/1987 00:00:00 | BLG 425 | Mayport-Potable Water-Service Area-Zone 2 | PWD MAYPORT
MAYPOR-PW-SA-2 | UMA436000325 | SYSTEM VALVE, VALVE-425-20, CHECK, 6, INCHES | K10 - Potable Water Utilities | K1020 - Distribution | K1020100 - Service Areas | 1 | EA | 1/1/1987 00:00:00 | BLG 425 | Mayport-Potable Water-Service Area-Zone 2 | PWD MAYPORT
MAYPOR-PW-SA-2 | UMA436000326 | SYSTEM VALVE, VALVE-425-21, CHECK, 6, INCHES | K10 - Potable Water Utilities | K1020 - Distribution | K1020100 - Service Areas | 1 | EA | 1/1/1987 00:00:00 | BLG 425 | Mayport-Potable Water-Service Area-Zone 2 | PWD MAYPORT
MAYPOR-PW-SA-2 | UMA436000327 | SYSTEM VALVE, VALVE-425-22, CHECK, 6, INCHES | K10 - Potable Water Utilities | K1020 - Distribution | K1020100 - Service Areas | 1 | EA | 1/1/1987 00:00:00 | BLG 425 | Mayport-Potable Water-Service Area-Zone 2 | PWD MAYPORT
MAYPOR-PW-SA-2 | UMA436000328 | SYSTEM VALVE, VALVE-425-23, CHECK, 6, INCHES | K10 - Potable Water Utilities | K1020 - Distribution | K1020100 - Service Areas | 1 | EA | 1/1/1987 00:00:00 | BLG 425 | Mayport-Potable Water-Service Area-Zone 2 | PWD MAYPORT
MAYPOR-PW-SA-2 | UMA436000329 | SYSTEM VALVE, VALVE-425-24, CHECK, 6, INCHES | K10 - Potable Water Utilities | K1020 - Distribution | K1020100 - Service Areas | 1 | EA | 1/1/1987 00:00:00 | BLG 425 | Mayport-Potable Water-Service Area-Zone 2 | PWD MAYPORT
MAYPOR-PW-SA-2 | UMA436000330 | SYSTEM VALVE, VALVE-425-25, CHECK, 6, INCHES | K10 - Potable Water Utilities | K1020 - Distribution | K1020100 - Service Areas | 1 | EA | 1/1/1987 00:00:00 | BLG 425 | Mayport-Potable Water-Service Area-Zone 2 | PWD MAYPORT
MAYPOR-PW-SA-2 | UMA436000331 | SYSTEM VALVE, VALVE-425-26, CHECK, 6, INCHES | K10 - Potable Water Utilities | K1020 - Distribution | K1020100 - Service Areas | 1 | EA | 1/1/1987 00:00:00 | BLG425 | Mayport-Potable Water-Service Area-Zone 2 | PWD MAYPORT
MAYPOR-PW-SA-2 | UMA436000332 | SYSTEM VALVE, VALVE-425-28, CHECK, 6, INCHES | K10 - Potable Water Utilities | K1020 - Distribution | K1020100 - Service Areas | 1 | EA | 1/1/1987 00:00:00 | BLG 425 | Mayport-Potable Water-Service Area-Zone 2 | PWD MAYPORT
MAYPOR-PW-SA-2 | UMA436000333 | SYSTEM VALVE, VALVE-425-27, CHECK, 6, INCHES | K10 - Potable Water Utilities | K1020 - Distribution | K1020100 - Service Areas | 1 | EA | 1/1/1987 00:00:00 | BLG 425 | Mayport-Potable Water-Service Area-Zone 2 | PWD MAYPORT
MAYPOR-PW-SA-2 | UMA436000335 | SYSTEM VALVE, VALVE-425-29, CHECK, 6, INCHES | K10 - Potable Water Utilities | K1020 - Distribution | K1020100 - Service Areas | 1 | EA | 1/1/1987 00:00:00 | BLG 425 | Mayport-Potable Water-Service Area-Zone 2 | PWD MAYPORT
MAYPOR-PW-SA-2 | UMA436000336 | SYSTEM VALVE, VALVE-425-30, CHECK, 6, INCHES | K10 - Potable Water Utilities | K1020 - Distribution | K1020100 - Service Areas | 1 | EA | 1/1/1987 00:00:00 | BLG 425 | Mayport-Potable Water-Service Area-Zone 2 | PWD MAYPORT
MAYPOR-PW-SA-2 | UMA436000338 | UEM,System Valve, VALVE FOR FH 209, Gate, 6.0, Inches | K10 - Potable Water Utilities | K1020 - Distribution | K1020100 - Service Areas | 1 | EA | 1/1/1987 00:00:00 | NORTH 425, ADJ FUEL TANK | Mayport-Potable Water-Service Area-Zone 2 | PWD MAYPORT
MAYPOR-PW-SA-2 | UMA436000339 | SYSTEM VALVE, VALVE-425-31, CHECK, 6, INCHES | K10 - Potable Water Utilities | K1020 - Distribution | K1020100 - Service Areas | 1 | EA | 1/1/1987 00:00:00 | BLG 425 | Mayport-Potable Water-Service Area-Zone 2 | PWD MAYPORT
MAYPOR-PW-SA-2 | UMA436000341 | SYSTEM VALVE, VALVE-33, CHECK, 6, INCHES | K10 - Potable Water Utilities | K1020 - Distribution | K1020100 - Service Areas | 1 | EA | 1/1/1987 00:00:00 | NE PARKING LOT BLG 1966 | Mayport-Potable Water-Service Area-Zone 2 | PWD MAYPORT
MAYPOR-PW-SA-2 | UMA436000342 | SYSTEM VALVE, VALVE-34, CHECK, 6, INCHES | K10 - Potable Water Utilities | K1020 - Distribution | K1020100 - Service Areas | 1 | EA | 1/1/1987 00:00:00 | NORTH WEST SOFT BAL FIELD IN FRONT BLG 1966, along track | Mayport-Potable Water-Service Area-Zone 2 | PWD MAYPORT
MAYPOR-PW-SA-2 | UMA436000343 | SYSTEM VALVE, VALVE-35, CHECK, 6, INCHES | K10 - Potable Water Utilities | K1020 - Distribution | K1020100 - Service Areas | 1 | EA | 1/1/1987 00:00:00 | EAST OF SOUTH BFP FOR BLG 285, ACROSS BON HOMME , | Mayport-Potable Water-Service Area-Zone 2 | PWD MAYPORT
MAYPOR-PW-SA-2 | UMA436000344 | UEM,Hydrant, FH-312, Wet-Barrel | K10 - Potable Water Utilities | K1020 - Distribution | K1020100 - Service Areas | 1 | EA | 1/1/1961 00:00:00 | IN FRONT OF BLG 285 | Mayport-Potable Water-Service Area-Zone 2 | PWD MAYPORT
MAYPOR-PW-SA-2 | UMA436000345 | SYSTEM VALVE, VALVE-36, CHECK, 6, INCHES | K10 - Potable Water Utilities | K1020 - Distribution | K1020100 - Service Areas | 1 | EA | 1/1/1987 00:00:00 | FRONT OF BLG 285 | Mayport-Potable Water-Service Area-Zone 2 | PWD MAYPORT
MAYPOR-PW-SA-2 | UMA436000346 | SYSTEM VALVE, VALVE-37, CHECK, 6, INCHES | K10 - Potable Water Utilities | K1020 - Distribution | K1020100 - Service Areas | 1 | EA | 1/1/1987 00:00:00 | FRONT OF BLG 285 | Mayport-Potable Water-Service Area-Zone 2 | PWD MAYPORT
MAYPOR-PW-SA-2 | UMA436000347 | UEM,System Valve, VALVE FOF FH 312, Gate, 6.0, Inches | K10 - Potable Water Utilities | K1020 - Distribution | K1020100 - Service Areas | 1 | EA | 1/1/1987 00:00:00 | FRONT BLG 285 | Mayport-Potable Water-Service Area-Zone 2 | PWD MAYPORT
MAYPOR-PW-SA-2 | UMA436000348 | SYSTEM VALVE, VALVE-38, CHECK, 6, INCHES | K10 - Potable Water Utilities | K1020 - Distribution | K1020100 - Service Areas | 1 | EA | 1/1/1987 00:00:00 | UNDER EAST BFP FOR BLG 285 | Mayport-Potable Water-Service Area-Zone 2 | PWD MAYPORT
MAYPOR-PW-SA-2 | UMA436000349 | SYSTEM VALVE, VALVE-39, CHECK, 6, INCHES | K10 - Potable Water Utilities | K1020 - Distribution | K1020100 - Service Areas | 1 | EA | 1/1/1987 00:00:00 | UNDER EAST BFP FOR BLG 285 | Mayport-Potable Water-Service Area-Zone 2 | PWD MAYPORT
MAYPOR-PW-SA-2 | UMA436000350 | CONTROL VALVE, BFP-285-1, BACKFLOW PREVENTER DOUBLE CHECK | K10 - Potable Water Utilities | K1020 - Distribution | K1020100 - Service Areas | 1 | EA | 1/1/2012 00:00:00 | EAST OF BLG 285 | Mayport-Potable Water-Service Area-Zone 2 | PWD MAYPORT
MAYPOR-PW-SA-2 | UMA436000351 | CONTROL VALVE, BFP-285-2, BACKFLOW PREVENTER DOUBLE CHECK | K10 - Potable Water Utilities | K1020 - Distribution | K1020100 - Service Areas | 1 | EA | 1/1/1994 00:00:00 | SOUTH BLG 285 | Mayport-Potable Water-Service Area-Zone 2 | PWD MAYPORT
MAYPOR-PW-SA-2 | UMA436000352 | SYSTEM VALVE, VALVE-40, CHECK, 6, INCHES | K10 - Potable Water Utilities | K1020 - Distribution | K1020100 - Service Areas | 1 | EA | 1/1/1987 00:00:00 | FAR SE CORNER 285 | Mayport-Potable Water-Service Area-Zone 2 | PWD MAYPORT
MAYPOR-PW-SA-2 | UMA436000353 | SYSTEM VALVE, VALVE-41, CHECK, 6, INCHES | K10 - Potable Water Utilities | K1020 - Distribution | K1020100 - Service Areas | 1 | EA | 1/1/1987 00:00:00 | FAR SE CORNER 285 | Mayport-Potable Water-Service Area-Zone 2 | PWD MAYPORT
MAYPOR-PW-SA-2 | UMA436000354 | SYSTEM VALVE, VALVE-42, CHECK, 6, INCHES | K10 - Potable Water Utilities | K1020 - Distribution | K1020100 - Service Areas | 1 | EA | 1/1/1987 00:00:00 | FAR SE CORNER 285 | Mayport-Potable Water-Service Area-Zone 2 | PWD MAYPORT
MAYPOR-PW-SA-2 | UMA436000355 | SYSTEM VALVE, VALVE-43, CHECK, 6, INCHES | K10 - Potable Water Utilities | K1020 - Distribution | K1020100 - Service Areas | 1 | EA | 1/1/1987 00:00:00 | INT OF BON HOMM AND HARBOR VIEW DR, NORTH SIDE | Mayport-Potable Water-Service Area-Zone 2 | PWD MAYPORT
MAYPOR-PW-SA-2 | UMA436000356 | SYSTEM VALVE, VALVE-44, CHECK, 6, INCHES | K10 - Potable Water Utilities | K1020 - Distribution | K1020100 - Service Areas | 1 | EA | 1/1/1987 00:00:00 | SW OF ELEC BOX 351 SW19, ALOG BON HOME, ADJ TO HARBOR VIEW DR | Mayport-Potable Water-Service Area-Zone 2 | PWD MAYPORT
MAYPOR-PW-SA-2 | UMA436000357 | UEM,Hydrant, FH-315, Wet-Barrel | K10 - Potable Water Utilities | K1020 - Distribution | K1020100 - Service Areas | 1 | EA | 1/1/1961 00:00:00 | EXIT FOR RV PARK, BON HOMME ST | Mayport-Potable Water-Service Area-Zone 2 | PWD MAYPORT
MAYPOR-PW-SA-2 | UMA436000358 | SYSTEM VALVE, VALVE-45, CHECK, 10, INCHES | K10 - Potable Water Utilities | K1020 - Distribution | K1020100 - Service Areas | 1 | EA | 1/1/1987 00:00:00 | NE OF EXIT FOR RV PARK, BON HOMME ST | Mayport-Potable Water-Service Area-Zone 2 | PWD MAYPORT
MAYPOR-PW-SA-2 | UMA436000359 | UEM,Hydrant, FH-319, Wet-Barrel | K10 - Potable Water Utilities | K1020 - Distribution | K1020100 - Service Areas | 1 | EA | 1/1/1961 00:00:00 | HARBOR VIEW DR ENT, BON HOMME ST | Mayport-Potable Water-Service Area-Zone 2 | PWD MAYPORT
MAYPOR-PW-SA-2 | UMA436000360 | UEM,System Valve, VALVE FOR FH 319, Gate, 10.0, Inches | K10 - Potable Water Utilities | K1020 - Distribution | K1020110 - Pump Stations | 1 | EA | 1/1/1987 00:00:00 | HARBOR VIEW DR AND BON HOMME ENT | Mayport-Potable Water-Service Area-Zone 2 | PWD MAYPORT
MAYPOR-PW-SA-2 | UMA436000361 | UEM,Hydrant, FH-334, Wet-Barrel | K10 - Potable Water Utilities | K1020 - Distribution | K1020100 - Service Areas | 1 | EA | 1/1/1961 00:00:00 | N HABOR OPS PIER NEAR BOAT RAMP | Mayport-Potable Water-Service Area-Zone 2 | PWD MAYPORT
MAYPOR-PW-SA-2 | UMA436000362 | UEM,System Valve, VALVE FOR FH 334, Gate, 12.0, Inches | K10 - Potable Water Utilities | K1020 - Distribution | K1020100 - Service Areas | 1 | EA | 1/1/1987 00:00:00 | NORTH HARBOR OPS PIER | Mayport-Potable Water-Service Area-Zone 2 | PWD MAYPORT
MAYPOR-PW-SA-2 | UMA436000363 | SYSTEM VALVE, VALVE-46, CHECK, 10, INCHES | K10 - Potable Water Utilities | K1020 - Distribution | K1020100 - Service Areas | 1 | EA | 1/1/1987 00:00:00 | NORTH OF FH 334 ON HARBOR OPS PIER | Mayport-Potable Water-Service Area-Zone 2 | PWD MAYPORT
MAYPOR-PW-SA-2 | UMA436000364 | SYSTEM VALVE, VALVE-47, CHECK, 6, INCHES | K10 - Potable Water Utilities | K1020 - Distribution | K1020100 - Service Areas | 1 | EA | 1/1/1987 00:00:00 | NORTH OF FH 334, HABOR OPS PIER | Mayport-Potable Water-Service Area-Zone 2 | PWD MAYPORT
MAYPOR-PW-SA-2 | UMA436000365 | UEM,Hydrant, FH-335, Wet-Barrel | K10 - Potable Water Utilities | K1020 - Distribution | K1020100 - Service Areas | 1 | EA | 1/1/1961 00:00:00 | 2nd HYDRANT FROM HARBOR OPS TO THE NORTH ON PIER | Mayport-Potable Water-Service Area-Zone 2 | PWD MAYPORT
MAYPOR-PW-SA-2 | UMA436000366 | UEM,System Valve, VALVE FOR FH 335, Gate, 12.0, Inches | K10 - Potable Water Utilities | K1020 - Distribution | K1020100 - Service Areas | 1 | EA | 1/1/1987 00:00:00 | 2ND HARBOR OPS PIER FROM THE NORTH | Mayport-Potable Water-Service Area-Zone 2 | PWD MAYPORT
MAYPOR-PW-SA-2 | UMA436000367 | UEM,Hydrant, FH-336, Wet-Barrel | K10 - Potable Water Utilities | K1020 - Distribution | K1020100 - Service Areas | 1 | EA | 1/1/1961 00:00:00 | 3RD PIER FROM THE NORTH HARDOUR VIEW LANE NEAR PORT OPS | Mayport-Potable Water-Service Area-Zone 2 | PWD MAYPORT
MAYPOR-PW-SA-2 | UMA436000368 | UEM,System Valve, VALVE FOR FH 336, Gate, 12.0, Inches | K10 - Potable Water Utilities | K1020 - Distribution | K1020100 - Service Areas | 1 | EA | 1/1/1987 00:00:00 | 3RD FROM NORTH OF HARBOR OPS PIER | Mayport-Potable Water-Service Area-Zone 2 | PWD MAYPORT
MAYPOR-PW-SA-2 | UMA436000369 | UEM,Hydrant, FH-337, Wet-Barrel | K10 - Potable Water Utilities | K1020 - Distribution | K1020100 - Service Areas | 1 | EA | 1/1/1961 00:00:00 | NE CORNER BLG 2078, HABOR OPS | Mayport-Potable Water-Service Area-Zone 2 | PWD MAYPORT
MAYPOR-PW-SA-2 | UMA436000370 | UEM,Hydrant, FH-338, Wet-Barrel | K10 - Potable Water Utilities | K1020 - Distribution | K1020100 - Service Areas | 1 | EA | 1/1/1961 00:00:00 | PIER SIDE OF BUILDING 2517 | Mayport-Potable Water-Service Area-Zone 2 | PWD MAYPORT
MAYPOR-PW-SA-2 | UMA436000371 | UEM,Hydrant, FH-339, Wet-Barrel | K10 - Potable Water Utilities | K1020 - Distribution | K1020100 - Service Areas | 1 | EA | 1/1/1961 00:00:00 | FAR WEST CORNER OF HARBOR OPS PIER | Mayport-Potable Water-Service Area-Zone 2 | PWD MAYPORT
MAYPOR-PW-SA-2 | UMA436000372 | SYSTEM VALVE, VALVE-48, CHECK, 12, INCHES | K10 - Potable Water Utilities | K1020 - Distribution | K1020100 - Service Areas | 1 | EA | 1/1/1987 00:00:00 | SW FH 339, IN SIDE GREN GATE, PARKING LOT | Mayport-Potable Water-Service Area-Zone 2 | PWD MAYPORT
MAYPOR-PW-SA-2 | UMA436000373 | CONTROL VALVE, BFP, BACKFLOW PREVENTER DOUBLE CHECK | K10 - Potable Water Utilities | K1020 - Distribution | K1020100 - Service Areas | 1 | EA | 1/1/1988 00:00:00 | BEHIND E PIER PARING LOT | Mayport-Potable Water-Service Area-Zone 2 | PWD MAYPORT
MAYPOR-PW-SA-2 | UMA436000374 | UEM,Hydrant, FH-302, Wet-Barrel | K10 - Potable Water Utilities | K1020 - Distribution | K1020100 - Service Areas | 1 | EA | 1/1/2010 00:00:00 | PARKING LOT OUTSIDE OF ECHO WARF | Mayport-Potable Water-Service Area-Zone 2 | PWD MAYPORT
MAYPOR-PW-SA-2 | UMA436000375 | UEM,System Valve, VALVE FOR FH 302, Gate, 6.0, Inches | K10 - Potable Water Utilities | K1020 - Distribution | K1020100 - Service Areas | 1 | EA | 1/1/1987 00:00:00 | FAE SW OF BLG 347 PARKIN LOT HARBOR VIEW | Mayport-Potable Water-Service Area-Zone 2 | PWD MAYPORT
MAYPOR-PW-SA-2 | UMA436000376 | SYSTEM VALVE, VALVE-51, CHECK, 6, INCHES | K10 - Potable Water Utilities | K1020 - Distribution | K1020100 - Service Areas | 1 | EA | 1/1/1987 00:00:00 | NORTH BLG 347 | Mayport-Potable Water-Service Area-Zone 2 | PWD MAYPORT
MAYPOR-PW-SA-2 | UMA436000377 | SYSTEM VALVE, VALVE-59, CHECK, 6, INCHES | K10 - Potable Water Utilities | K1020 - Distribution | K1020100 - Service Areas | 1 | EA | 1/1/1987 00:00:00 | N OF BLG 347 | Mayport-Potable Water-Service Area-Zone 2 | PWD MAYPORT
MAYPOR-PW-SA-2 | UMA436000378 | SYSTEM VALVE, VALVE-50, CHECK, 6, INCHES | K10 - Potable Water Utilities | K1020 - Distribution | K1020100 - Service Areas | 1 | EA | 1/1/1987 00:00:00 | N OF BLG 347 | Mayport-Potable Water-Service Area-Zone 2 | PWD MAYPORT
MAYPOR-PW-SA-2 | UMA436000379 | HYDRANT, FIRE HYDRANT, WET-BARREL | K10 - Potable Water Utilities | K1020 - Distribution | K1020100 - Service Areas | 1 | EA | 1/1/1987 00:00:00 | LEFT OF BAILEY AVE PIER ENTERANCE | Mayport-Potable Water-Service Area-Zone 2 | PWD MAYPORT
MAYPOR-PW-SA-2 | UMA436000380 | UEM,System Valve, VALVE FOR FH, Gate, 10.0, Inches | K10 - Potable Water Utilities | K1020 - Distribution | K1020100 - Service Areas | 1 | EA | 1/1/1987 00:00:00 | LEFT BAILEY AVE PIER ENTERANCE | Mayport-Potable Water-Service Area-Zone 2 | PWD MAYPORT
MAYPOR-PW-SA-2 | UMA436000381 | SYSTEM VALVE, VALVE-52, CHECK, 10, INCHES | K10 - Potable Water Utilities | K1020 - Distribution | K1020100 - Service Areas | 1 | EA | 1/1/1987 00:00:00 | ALONG FENCE BLG 1488, BAILEY AVE BACK ENT, NEAR PIER ENT | Mayport-Potable Water-Service Area-Zone 2 | PWD MAYPORT
MAYPOR-PW-SA-2 | UMA436000382 | UEM,Hydrant, FH-322, Wet-Barrel | K10 - Potable Water Utilities | K1020 - Distribution | K1020100 - Service Areas | 1 | EA | 1/1/1987 00:00:00 |  | Mayport-Potable Water-Service Area-Zone 2 | PWD MAYPORT
MAYPOR-PW-SA-2 | UMA436000383 | UEM,System Valve, VALVE FOR FH 322, Gate, 10.0, Inches | K10 - Potable Water Utilities | K1020 - Distribution | K1020100 - Service Areas | 1 | EA | 1/1/1987 00:00:00 | FRONT BLG 1488 | Mayport-Potable Water-Service Area-Zone 2 | PWD MAYPORT
MAYPOR-PW-SA-2 | UMA436000384 | HYDRANT, FH 321, WET-BARREL | K10 - Potable Water Utilities | K1020 - Distribution | K1020100 - Service Areas | 1 | EA | 1/1/2013 00:00:00 |  | Mayport-Potable Water-Service Area-Zone 2 | PWD MAYPORT
MAYPOR-PW-SA-2 | UMA436000385 | CONTROL VALVE, BFP-1488-1, BACKFLOW PREVENTER DOUBLE CHECK | K10 - Potable Water Utilities | K1020 - Distribution | K1020100 - Service Areas | 1 | EA | 1/1/1988 00:00:00 | WEST BLG 1488 | Mayport-Potable Water-Service Area-Zone 2 | PWD MAYPORT
MAYPOR-PW-SA-2 | UMA436000386 | CONTROL VALVE, BFP-1488-2, BACKFLOW PREVENTER DOUBLE CHECK | K10 - Potable Water Utilities | K1020 - Distribution | K1020100 - Service Areas | 1 | EA | 1/1/1988 00:00:00 | WEST BLG 1488 | Mayport-Potable Water-Service Area-Zone 2 | PWD MAYPORT
MAYPOR-PW-SA-2 | UMA436000387 | CONTROL VALVE, BFP-1488-3, BACKFLOW PREVENTER DOUBLE CHECK | K10 - Potable Water Utilities | K1020 - Distribution | K1020100 - Service Areas | 1 | EA | 1/1/1988 00:00:00 | SW BLG 1488 | Mayport-Potable Water-Service Area-Zone 2 | PWD MAYPORT
MAYPOR-PW-SA-2 | UMA436000388 | SYSTEM VALVE, VALVE-53, CHECK, 10, INCHES | K10 - Potable Water Utilities | K1020 - Distribution | K1020100 - Service Areas | 1 | EA | 1/1/1987 00:00:00 | RT OF MAIN GATE, ENT BLG 1488 | Mayport-Potable Water-Service Area-Zone 2 | PWD MAYPORT
MAYPOR-PW-SA-2 | UMA436000389 | UEM,Hydrant, FH-323, Wet-Barrel | K10 - Potable Water Utilities | K1020 - Distribution | K1020100 - Service Areas | 1 | EA | 1/1/1978 00:00:00 | NORTHEAST 1488, SUPPLY ST | Mayport-Potable Water-Service Area-Zone 2 | PWD MAYPORT
MAYPOR-PW-SA-2 | UMA436000390 | CONTROL VALVE, BFP BLG 1588, BACKFLOW PREVENTER DOUBLE CHECK | K10 - Potable Water Utilities | K1020 - Distribution | K1020100 - Service Areas | 1 | EA | 1/1/1988 00:00:00 | BLG 1588 ALONG BAILEY AVE | Mayport-Potable Water-Service Area-Zone 2 | PWD MAYPORT
MAYPOR-PW-SA-2 | UMA436000391 | UEM,Hydrant, FH-325, Wet-Barrel | K10 - Potable Water Utilities | K1020 - Distribution | K1020100 - Service Areas | 1 | EA | 1/1/1987 00:00:00 | FRONT BLG 1936 | Mayport-Potable Water-Service Area-Zone 2 | PWD MAYPORT
MAYPOR-PW-SA-2 | UMA436000392 | CONTROL VALVE, BFP - 1588, BACKFLOW PREVENTER DOUBLE CHECK | K10 - Potable Water Utilities | K1020 - Distribution | K1020100 - Service Areas | 1 | EA | 1/1/1988 00:00:00 | FRONT LEFT BLG 1588 | Mayport-Potable Water-Service Area-Zone 2 | PWD MAYPORT
MAYPOR-PW-SA-2 | UMA436000393 | UEM,System Valve, VALVE FOR FH 525, Gate, 10.0, Inches | K10 - Potable Water Utilities | K1020 - Distribution | K1020100 - Service Areas | 1 | EA | 1/1/1987 00:00:00 | FRONT OFBLG 1588 | Mayport-Potable Water-Service Area-Zone 2 | PWD MAYPORT
MAYPOR-PW-SA-2 | UMA436000394 | SYSTEM VALVE, VALVE-54, CHECK, 10, INCHES | K10 - Potable Water Utilities | K1020 - Distribution | K1020100 - Service Areas | 1 | EA | 1/1/1987 00:00:00 | FRONT LT ENT TO PARKING LOT BLG 1588, ALONG BAILEY AVE | Mayport-Potable Water-Service Area-Zone 2 | PWD MAYPORT
MAYPOR-PW-SA-2 | UMA436000395 | SYSTEM VALVE, VALVE-55, CHECK, 10, INCHES | K10 - Potable Water Utilities | K1020 - Distribution | K1020100 - Service Areas | 1 | EA | 1/1/1987 00:00:00 | FRONT RT CORNER OF 1941, ALONG BAILEY AVE , CORNER OF PARKING LOT | Mayport-Potable Water-Service Area-Zone 2 | PWD MAYPORT
MAYPOR-PW-SA-2 | UMA436000397 | SYSTEM VALVE, VALVE-56, CHECK, 10, INCHES | K10 - Potable Water Utilities | K1020 - Distribution | K1020100 - Service Areas | 1 | EA | 1/1/1987 00:00:00 | FRONT RT CORNER PARKING LOT 1933, ALONG BAILEY AVE | Mayport-Potable Water-Service Area-Zone 2 | PWD MAYPORT
MAYPOR-PW-SA-2 | UMA436000398 | CONTROL VALVE, BFP-456, BACKFLOW PREVENTER DOUBLE CHECK | K10 - Potable Water Utilities | K1020 - Distribution | K1020100 - Service Areas | 1 | EA | 1/1/1988 00:00:00 | LEFT BLG 456 | Mayport-Potable Water-Service Area-Zone 2 | PWD MAYPORT
MAYPOR-PW-SA-2 | UMA436000399 | CONTROL VALVE, BFP-448-1, BACKFLOW PREVENTER DOUBLE CHECK | K10 - Potable Water Utilities | K1020 - Distribution | K1020100 - Service Areas | 1 | EA | 1/1/1988 00:00:00 | NW BLG 448 | Mayport-Potable Water-Service Area-Zone 2 | PWD MAYPORT
MAYPOR-PW-SA-2 | UMA436000400 | CONTROL VALVE, BFP-448-2, BACKFLOW PREVENTER DOUBLE CHECK | K10 - Potable Water Utilities | K1020 - Distribution | K1020100 - Service Areas | 1 | EA | 1/1/1988 00:00:00 | NE CORNER BLG 448 | Mayport-Potable Water-Service Area-Zone 2 | PWD MAYPORT
MAYPOR-PW-SA-2 | UMA436000401 | CONTROL VALVE, BFP-448-3, BACKFLOW PREVENTER DOUBLE CHECK | K10 - Potable Water Utilities | K1020 - Distribution | K1020100 - Service Areas | 1 | EA | 1/1/1988 00:00:00 | FRONT RT OF BLG 448 | Mayport-Potable Water-Service Area-Zone 2 | PWD MAYPORT
MAYPOR-PW-SA-2 | UMA436000402 | SYSTEM VALVE, VALVE-57, CHECK, 8, INCHES | K10 - Potable Water Utilities | K1020 - Distribution | K1020100 - Service Areas | 1 | EA | 1/1/1987 00:00:00 | FRONT LT SIDE 448, IN LANDSCAPE | Mayport-Potable Water-Service Area-Zone 2 | PWD MAYPORT
MAYPOR-PW-SA-2 | UMA436000403 | SYSTEM VALVE, VALVE-58, CHECK, 8, INCHES | K10 - Potable Water Utilities | K1020 - Distribution | K1020100 - Service Areas | 1 | EA | 1/1/1987 00:00:00 | MAIN PARKING LOT ENT TO 448, ACROSS BONE HOMME | Mayport-Potable Water-Service Area-Zone 2 | PWD MAYPORT
MAYPOR-PW-SA-2 | UMA436000404 | UEM,Hydrant, FH-307, Wet-Barrel | K10 - Potable Water Utilities | K1020 - Distribution | K1020100 - Service Areas | 1 | EA | 1/1/1961 00:00:00 | CORNER OF BON HOMME AND BAILEY | Mayport-Potable Water-Service Area-Zone 2 | PWD MAYPORT
MAYPOR-PW-SA-2 | UMA436000405 | UEM,System Valve, VALVE FOR FH 307, Gate, 8.0, Inches | K10 - Potable Water Utilities | K1020 - Distribution | K1020100 - Service Areas | 1 | EA | 1/1/1987 00:00:00 | CORNER BON HOMME AND BAILEY | Mayport-Potable Water-Service Area-Zone 2 | PWD MAYPORT
MAYPOR-PW-SA-2 | UMA436000406 | SYSTEM VALVE, VALVE-59, CHECK, 8, INCHES | K10 - Potable Water Utilities | K1020 - Distribution | K1020100 - Service Areas | 1 | EA | 1/1/1987 00:00:00 |  | Mayport-Potable Water-Service Area-Zone 2 | PWD MAYPORT
MAYPOR-PW-SA-2 | UMA436000407 | SYSTEM VALVE, VALVE-60, CHECK, 8, INCHES | K10 - Potable Water Utilities | K1020 - Distribution | K1020100 - Service Areas | 1 | EA | 1/1/1987 00:00:00 |  | Mayport-Potable Water-Service Area-Zone 2 | PWD MAYPORT
MAYPOR-PW-SA-2 | UMA436000408 | SYSTEM VALVE, VALVE-61, CHECK, 8, INCHES | K10 - Potable Water Utilities | K1020 - Distribution | K1020100 - Service Areas | 1 | EA | 1/1/1987 00:00:00 |  | Mayport-Potable Water-Service Area-Zone 2 | PWD MAYPORT
MAYPOR-PW-SA-2 | UMA436000410 | UEM,Hydrant, FH-308, Wet-Barrel | K10 - Potable Water Utilities | K1020 - Distribution | K1020100 - Service Areas | 1 | EA | 1/1/1987 00:00:00 | BAILEY AVE ACROSS BLG 1391 BETWEEN 2529&2480 | Mayport-Potable Water-Service Area-Zone 2 | PWD MAYPORT
MAYPOR-PW-SA-2 | UMA436000411 | UEM,System Valve, VALVE FOR FH 308, Gate, 8.0, Inches | K10 - Potable Water Utilities | K1020 - Distribution | K1020100 - Service Areas | 1 | EA | 1/1/1987 00:00:00 | BAILEY AVE ACROSS BLG 1391 | Mayport-Potable Water-Service Area-Zone 2 | PWD MAYPORT
MAYPOR-PW-SA-2 | UMA436000412 | CONTROL VALVE, BFP , BACKFLOW PREVENTER DOUBLE CHECK | K10 - Potable Water Utilities | K1020 - Distribution | K1020100 - Service Areas | 1 | EA | 1/1/1987 00:00:00 | SE CORNER 1391, ACROSS BAILY AVE, PARKING LOT LSC | Mayport-Potable Water-Service Area-Zone 2 | PWD MAYPORT
MAYPOR-PW-SA-2 | UMA436000413 | CONTROL VALVE, BFP-1391-1, BACKFLOW PREVENTER DOUBLE CHECK | K10 - Potable Water Utilities | K1020 - Distribution | K1020100 - Service Areas | 1 | EA | 1/1/1987 00:00:00 | SE CORNER 1391 | Mayport-Potable Water-Service Area-Zone 2 | PWD MAYPORT
MAYPOR-PW-SA-2 | UMA436000414 | CONTROL VALVE, BFP-1391-2, BACKFLOW PREVENTER DOUBLE CHECK | K10 - Potable Water Utilities | K1020 - Distribution | K1020100 - Service Areas | 1 | EA | 1/1/1987 00:00:00 | SE CORNER 1391 | Mayport-Potable Water-Service Area-Zone 2 | PWD MAYPORT
MAYPOR-PW-SA-2 | UMA436000415 | SYSTEM VALVE, VALVE-62, CHECK, 8, INCHES | K10 - Potable Water Utilities | K1020 - Distribution | K1020100 - Service Areas | 1 | EA | 1/1/1987 00:00:00 | SE CRNER 1391 | Mayport-Potable Water-Service Area-Zone 2 | PWD MAYPORT
MAYPOR-PW-SA-2 | UMA436000416 | SYSTEM VALVE, VALVE-63, CHECK, 8, INCHES | K10 - Potable Water Utilities | K1020 - Distribution | K1020100 - Service Areas | 1 | EA | 1/1/1987 00:00:00 | SE CORNER 1391 | Mayport-Potable Water-Service Area-Zone 2 | PWD MAYPORT
MAYPOR-PW-SA-2 | UMA436000417 | SYSTEM VALVE, VALVE-64, CHECK, 8, INCHES | K10 - Potable Water Utilities | K1020 - Distribution | K1020100 - Service Areas | 1 | EA | 1/1/1987 00:00:00 | SE CORNER 1391 ACROSS BAILEY AVE | Mayport-Potable Water-Service Area-Zone 2 | PWD MAYPORT
MAYPOR-PW-SA-2 | UMA436000418 | SYSTEM VALVE, VALVE-65, CHECK, 8, INCHES | K10 - Potable Water Utilities | K1020 - Distribution | K1020100 - Service Areas | 1 | EA | 1/1/1987 00:00:00 | SE CORNER 1391 | Mayport-Potable Water-Service Area-Zone 2 | PWD MAYPORT
MAYPOR-PW-SA-2 | UMA436000419 | UEM,Hydrant, FH-310, Wet-Barrel | K10 - Potable Water Utilities | K1020 - Distribution | K1020100 - Service Areas | 1 | EA | 1/1/1987 00:00:00 | BLG 1391, GYM PARKING LOT ENT BO HOMME | Mayport-Potable Water-Service Area-Zone 2 | PWD MAYPORT
MAYPOR-PW-SA-2 | UMA436000420 | UEM,System Valve, VALVE FOR FH 310, Gate, 8.0, Inches | K10 - Potable Water Utilities | K1020 - Distribution | K1020100 - Service Areas | 1 | EA | 1/1/1987 00:00:00 | SW BLG 1391, PARKING LOT ENT BON HOMME | Mayport-Potable Water-Service Area-Zone 2 | PWD MAYPORT
MAYPOR-PW-SA-2 | UMA436000421 | SYSTEM VALVE, VALVE-66, CHECK, 8, INCHES | K10 - Potable Water Utilities | K1020 - Distribution | K1020100 - Service Areas | 1 | EA | 1/1/1987 00:00:00 | NORTH BLG 1391 | Mayport-Potable Water-Service Area-Zone 2 | PWD MAYPORT
MAYPOR-PW-SA-2 | UMA436000422 | SYSTEM VALVE, VALVE-67, CHECK, 8, INCHES | K10 - Potable Water Utilities | K1020 - Distribution | K1020100 - Service Areas | 1 | EA | 1/1/1987 00:00:00 | NORTH OF BLG 1391 | Mayport-Potable Water-Service Area-Zone 2 | PWD MAYPORT
MAYPOR-PW-SA-2 | UMA436000423 | SYSTEM VALVE, VALVE-68, CHECK, 8, INCHES | K10 - Potable Water Utilities | K1020 - Distribution | K1020100 - Service Areas | 1 | EA | 1/1/1987 00:00:00 | NORTH BLG 1391 | Mayport-Potable Water-Service Area-Zone 2 | PWD MAYPORT
MAYPOR-PW-SA-2 | UMA436000424 | UEM,Hydrant, FH-328, Wet-Barrel | K10 - Potable Water Utilities | K1020 - Distribution | K1020100 - Service Areas | 1 | EA | 1/1/2011 00:00:00 | EAST OF 1391 NEAR BASKETBALL COURT | Mayport-Potable Water-Service Area-Zone 2 | PWD MAYPORT
MAYPOR-PW-SA-2 | UMA436000425 | SYSTEM VALVE, VALVE-69, CHECK, 8, INCHES | K10 - Potable Water Utilities | K1020 - Distribution | K1020100 - Service Areas | 1 | EA | 1/1/1987 00:00:00 | EAST 1391 | Mayport-Potable Water-Service Area-Zone 2 | PWD MAYPORT
MAYPOR-PW-SA-2 | UMA436000426 | CONTROL VALVE, BFP-1397, BACKFLOW PREVENTER DOUBLE CHECK | K10 - Potable Water Utilities | K1020 - Distribution | K1020100 - Service Areas | 1 | EA | 1/1/1987 00:00:00 | SW CORNER, BLG 1397, BETWEEN 460 | Mayport-Potable Water-Service Area-Zone 2 | PWD MAYPORT
MAYPOR-PW-SA-2 | UMA436000427 | CONTROL VALVE, BFP-460, BACKFLOW PREVENTER DOUBLE CHECK | K10 - Potable Water Utilities | K1020 - Distribution | K1020100 - Service Areas | 1 | EA | 1/1/1987 00:00:00 | N BLG 460, BETWEEN 1397 | Mayport-Potable Water-Service Area-Zone 2 | PWD MAYPORT
MAYPOR-PW-SA-2 | UMA436000428 | UEM,Hydrant, BUILDING 2195, Wet-Barrel | K10 - Potable Water Utilities | K1020 - Distribution | K1020100 - Service Areas | 1 | EA | 1/1/2001 00:00:00 | 2195 PARKING LOT SOUTH EAST CORNER OF BUILDING | Mayport-Potable Water-Service Area-Zone 2 | PWD MAYPORT
MAYPOR-PW-SA-2 | UMA436000429 | UEM,System Valve, VALVE FOR FH, Gate, 8.0, Inches | K10 - Potable Water Utilities | K1020 - Distribution | K1020100 - Service Areas | 1 | EA | 1/1/1987 00:00:00 | FAR SE CORNER OF 2021, OPPOSTE SIDE WODEN FENCE | Mayport-Potable Water-Service Area-Zone 2 | PWD MAYPORT
MAYPOR-PW-SA-2 | UMA436000430 | SYSTEM VALVE, VALVE-70, CHECK, 8, INCHES | K10 - Potable Water Utilities | K1020 - Distribution | K1020100 - Service Areas | 1 | EA | 1/1/1987 00:00:00 | SE 1391, IN FLOWER BD ALONG BON HOMME | Mayport-Potable Water-Service Area-Zone 2 | PWD MAYPORT
MAYPOR-PW-SA-2 | UMA436000431 | CONTROL VALVE, BFP-2021-1, BACKFLOW PREVENTER DOUBLE CHECK | K10 - Potable Water Utilities | K1020 - Distribution | K1020100 - Service Areas | 1 | EA | 1/1/1987 00:00:00 | FT SIDE OF BLG 2021 | Mayport-Potable Water-Service Area-Zone 2 | PWD MAYPORT
MAYPOR-PW-SA-2 | UMA436000432 | CONTROL VALVE, BFP-2021-1, BACKFLOW PREVENTER DOUBLE CHECK | K10 - Potable Water Utilities | K1020 - Distribution | K1020100 - Service Areas | 1 | EA | 1/1/1987 00:00:00 | RT SDE BLG 2021 | Mayport-Potable Water-Service Area-Zone 2 | PWD MAYPORT
MAYPOR-PW-SA-2 | UMA436000434 | CONTROL VALVE, BFP-2021-4, BACKFLOW PREVENTER DOUBLE CHECK | K10 - Potable Water Utilities | K1020 - Distribution | K1020100 - Service Areas | 1 | EA | 1/1/1987 00:00:00 | FAR SE CORNER 2021 PARKING LOT | Mayport-Potable Water-Service Area-Zone 2 | PWD MAYPORT
MAYPOR-PW-SA-2 | UMA436000435 | SYSTEM VALVE, VALVE-71, CHECK, 8, INCHES | K10 - Potable Water Utilities | K1020 - Distribution | K1020100 - Service Areas | 1 | EA | 1/1/1987 00:00:00 | FAR SE CORNER BLG 2021 | Mayport-Potable Water-Service Area-Zone 2 | PWD MAYPORT
MAYPOR-PW-SA-2 | UMA436000436 | CONTROL VALVE, BFP, BACKFLOW PREVENTER DOUBLE CHECK | K10 - Potable Water Utilities | K1020 - Distribution | K1020100 - Service Areas | 1 | EA | 1/1/1987 00:00:00 | NE CORNER OF 1391, ADJ TO TRACK | Mayport-Potable Water-Service Area-Zone 2 | PWD MAYPORT
MAYPOR-PW-SA-2 | UMA436000437 | SYSTEM VALVE, VALVE-72, CHECK, 8, INCHES | K10 - Potable Water Utilities | K1020 - Distribution | K1020100 - Service Areas | 1 | EA | 1/1/1987 00:00:00 | ADJ TO BFP NE CORNER OF 1391, NEXT TO TRACK | Mayport-Potable Water-Service Area-Zone 2 | PWD MAYPORT
MAYPOR-PW-SA-2 | UMA436000438 | HYDRANT, FIRE HYDRANT, WET-BARREL | K10 - Potable Water Utilities | K1020 - Distribution | K1020100 - Service Areas | 1 | EA | 1/1/2002 00:00:00 | NE CORNER OF BLG 2104 | Mayport-Potable Water-Service Area-Zone 2 | PWD MAYPORT
MAYPOR-PW-SA-2 | UMA436000439 | SYSTEM VALVE, VALVE-73, CHECK, 8, INCHES | K10 - Potable Water Utilities | K1020 - Distribution | K1020100 - Service Areas | 1 | EA | 1/1/1987 00:00:00 | NE CORNER 2104 | Mayport-Potable Water-Service Area-Zone 2 | PWD MAYPORT
MAYPOR-PW-SA-2 | UMA436000440 | UEM,System Valve, VALVE FOR FH, Gate, 8.0, Inches | K10 - Potable Water Utilities | K1020 - Distribution | K1020100 - Service Areas | 1 | EA | 1/1/1987 00:00:00 | NE CORNER 2104 | Mayport-Potable Water-Service Area-Zone 2 | PWD MAYPORT
MAYPOR-PW-SA-2 | UMA436000441 | CONTROL VALVE, BFP-2470-1, BACKFLOW PREVENTER DOUBLE CHECK | K10 - Potable Water Utilities | K1020 - Distribution | K1020100 - Service Areas | 1 | EA | 1/1/1987 00:00:00 | NE CORNER 2470, NW CORNER OF SOCCER FIELD | Mayport-Potable Water-Service Area-Zone 2 | PWD MAYPORT
MAYPOR-PW-SA-2 | UMA436000442 | CONTROL VALVE, BFP-2470-2, BACKFLOW PREVENTER DOUBLE CHECK | K10 - Potable Water Utilities | K1020 - Distribution | K1020100 - Service Areas | 1 | EA | 1/1/1987 00:00:00 | NE CORNER 247-, NW CORNER OF SOCER FIELD | Mayport-Potable Water-Service Area-Zone 2 | PWD MAYPORT
MAYPOR-PW-SA-2 | UMA436000443 | CONTROL VALVE, BFP-2470-3, BACKFLOW PREVENTER DOUBLE CHECK | K10 - Potable Water Utilities | K1020 - Distribution | K1020100 - Service Areas | 1 | EA | 1/1/1987 00:00:00 | FAR EAST OF BLG 2470, NORTH OF SOCER FIELD | Mayport-Potable Water-Service Area-Zone 2 | PWD MAYPORT
MAYPOR-PW-SA-2 | UMA436000444 | SYSTEM VALVE, VALVE-74, CHECK, 8, INCHES | K10 - Potable Water Utilities | K1020 - Distribution | K1020100 - Service Areas | 1 | EA | 1/1/1987 00:00:00 | SOUTH OF 2470 | Mayport-Potable Water-Service Area-Zone 2 | PWD MAYPORT
MAYPOR-PW-SA-2 | UMA436000445 | SYSTEM VALVE, VALVE-75, CHECK, 8, INCHES | K10 - Potable Water Utilities | K1020 - Distribution | K1020100 - Service Areas | 1 | EA | 1/1/1987 00:00:00 | SOUTH OF 2470 | Mayport-Potable Water-Service Area-Zone 2 | PWD MAYPORT
MAYPOR-PW-SA-2 | UMA436000447 | SYSTEM VALVE, VALVE-76, CHECK, 8, INCHES | K10 - Potable Water Utilities | K1020 - Distribution | K1020100 - Service Areas | 1 | EA | 1/1/1987 00:00:00 | SE PLG 245 | Mayport-Potable Water-Service Area-Zone 2 | PWD MAYPORT
MAYPOR-PW-SA-2 | UMA436000448 | UEM,System Valve, VALVE FOR FH 202, Gate, 8.0, Inches | K10 - Potable Water Utilities | K1020 - Distribution | K1020100 - Service Areas | 1 | EA | 1/1/1987 00:00:00 | SE PARKING LOT 245 | Mayport-Potable Water-Service Area-Zone 2 | PWD MAYPORT
MAYPOR-PW-SA-2 | UMA436000449 | UEM,Hydrant, FH-202, Wet-Barrel | K10 - Potable Water Utilities | K1020 - Distribution | K1020100 - Service Areas | 1 | EA | 1/1/1987 00:00:00 | PARKING LOT 245 | Mayport-Potable Water-Service Area-Zone 2 | PWD MAYPORT
MAYPOR-PW-SA-2 | UMA436000450 | CONTROL VALVE, BFP-1358, BACKFLOW PREVENTER DOUBLE CHECK | K10 - Potable Water Utilities | K1020 - Distribution | K1020100 - Service Areas | 1 | EA | 1/1/1987 00:00:00 | SOUTH BLG 1358 | Mayport-Potable Water-Service Area-Zone 2 | PWD MAYPORT
MAYPOR-PW-SA-2 | UMA436000451 | SYSTEM VALVE, VALVE-77, CHECK, 8, INCHES | K10 - Potable Water Utilities | K1020 - Distribution | K1020100 - Service Areas | 1 | EA | 1/1/1987 00:00:00 | EAST BLG 1348, ACROSS PARKING LO, IN GRASS | Mayport-Potable Water-Service Area-Zone 2 | PWD MAYPORT
MAYPOR-PW-SA-2 | UMA436000452 | SYSTEM VALVE, VALVE-78, CHECK, 8, INCHES | K10 - Potable Water Utilities | K1020 - Distribution | K1020100 - Service Areas | 1 | EA | 1/1/1987 00:00:00 | SIDE WALK EASTV1425, POOL | Mayport-Potable Water-Service Area-Zone 2 | PWD MAYPORT
MAYPOR-PW-SA-2 | UMA436000453 | SYSTEM VALVE, VALVE-79, CHECK, 8, INCHES | K10 - Potable Water Utilities | K1020 - Distribution | K1020100 - Service Areas | 1 | EA | 1/1/1987 00:00:00 | ON SIDE WALK EAST OF 1425, POOL | Mayport-Potable Water-Service Area-Zone 2 | PWD MAYPORT
MAYPOR-PW-SA-2 | UMA436000454 | UEM,Hydrant, FH-217, Wet-Barrel | K10 - Potable Water Utilities | K1020 - Distribution | K1020100 - Service Areas | 1 | EA | 1/1/1995 00:00:00 | 1980 PARKING LOT | Mayport-Potable Water-Service Area-Zone 2 | PWD MAYPORT
MAYPOR-PW-SA-2 | UMA436000456 | CONTROL VALVE, BFP BLG 1488-1, BACKFLOW PREVENTER DOUBLE CHECK | K10 - Potable Water Utilities | K1020 - Distribution | K1020100 - Service Areas | 1 | EA | 1/1/1987 00:00:00 | BEHIND 1488 WEST SIDE | Mayport-Potable Water-Service Area-Zone 2 | PWD MAYPORT
MAYPOR-PW-SA-2 | UMA436000457 | CONTROL VALVE, BFP 1488-2, BACKFLOW PREVENTER DOUBLE CHECK | K10 - Potable Water Utilities | K1020 - Distribution | K1020100 - Service Areas | 1 | EA | 1/1/1987 00:00:00 | BEHIND 1488 NORTH | Mayport-Potable Water-Service Area-Zone 2 | PWD MAYPORT
MAYPOR-PW-SA-2 | UMA436000458 | UEM,Hydrant, FH-320, Wet-Barrel | K10 - Potable Water Utilities | K1020 - Distribution | K1020100 - Service Areas | 1 | EA | 1/1/2007 00:00:00 | BEHIND 1488 | Mayport-Potable Water-Service Area-Zone 2 | PWD MAYPORT
MAYPOR-PW-SA-2 | UMA436000459 | CONTROL VALVE, BFP 1488-3, BACKFLOW PREVENTER DOUBLE CHECK | K10 - Potable Water Utilities | K1020 - Distribution | K1020100 - Service Areas | 1 | EA | 1/1/1987 00:00:00 | 1488 EAST | Mayport-Potable Water-Service Area-Zone 2 | PWD MAYPORT
MAYPOR-PW-SA-2 | UMA436000460 | CONTROL VALVE, BFP 1488-4, BACKFLOW PREVENTER DOUBLE CHECK | K10 - Potable Water Utilities | K1020 - Distribution | K1020100 - Service Areas | 1 | EA | 1/1/1987 00:00:00 | EAST OF 1488 | Mayport-Potable Water-Service Area-Zone 2 | PWD MAYPORT
MAYPOR-PW-SA-2 | UMA436000461 | SYSTEM VALVE, VALVE-80, CHECK, 10, INCHES | K10 - Potable Water Utilities | K1020 - Distribution | K1020100 - Service Areas | 1 | EA | 1/1/1987 00:00:00 | WEST OF 1488, BEHIND BLG | Mayport-Potable Water-Service Area-Zone 2 | PWD MAYPORT
MAYPOR-PW-SA-2 | UMA436000462 | SYSTEM VALVE, VALVE-81, CHECK, 10, INCHES | K10 - Potable Water Utilities | K1020 - Distribution | K1020100 - Service Areas | 1 | EA | 1/1/1987 00:00:00 | BEHIND 1488, NORTH | Mayport-Potable Water-Service Area-Zone 2 | PWD MAYPORT
MAYPOR-PW-SA-2 | UMA436000463 | UEM,System Valve, VALVE FOR FH 320, Gate, 10.0, Inches | K10 - Potable Water Utilities | K1020 - Distribution | K1020100 - Service Areas | 1 | EA | 1/1/1987 00:00:00 | BEHIND 1488 | Mayport-Potable Water-Service Area-Zone 2 | PWD MAYPORT
MAYPOR-PW-SA-2 | UMA436000464 | UEM,Hydrant, FH-324, Wet-Barrel | K10 - Potable Water Utilities | K1020 - Distribution | K1020100 - Service Areas | 1 | EA | 1/1/2011 00:00:00 | SOUTHEAST 1488 ALONG SUPLY ST | Mayport-Potable Water-Service Area-Zone 2 | PWD MAYPORT
MAYPOR-PW-SA-2 | UMA436000465 | CONTROL VALVE, BFP 414, BACKFLOW PREVENTER DOUBLE CHECK | K10 - Potable Water Utilities | K1020 - Distribution | K1020100 - Service Areas | 1 | EA | 1/1/1987 00:00:00 | NORTH OF 414 | Mayport-Potable Water-Service Area-Zone 2 | PWD MAYPORT
MAYPOR-PW-SA-2 | UMA436000466 | SYSTEM VALVE, VALVE-82, CHECK, 12, INCHES | K10 - Potable Water Utilities | K1020 - Distribution | K1020100 - Service Areas | 1 | EA | 1/1/1987 00:00:00 | ADJ TO BFP FOF 414 | Mayport-Potable Water-Service Area-Zone 2 | PWD MAYPORT
MAYPOR-PW-SA-2 | UMA436000467 | SYSTEM VALVE, VALVE-83, CHECK, 12, INCHES | K10 - Potable Water Utilities | K1020 - Distribution | K1020100 - Service Areas | 1 | EA | 1/1/1987 00:00:00 | NORTH OF 414, ADJ TO MWR ADMIN DOOR | Mayport-Potable Water-Service Area-Zone 2 | PWD MAYPORT
MAYPOR-PW-SA-2 | UMA436000468 | UEM,Hydrant, FH-414, Wet-Barrel | K10 - Potable Water Utilities | K1020 - Distribution | K1020100 - Service Areas | 1 | EA | 1/1/2015 00:00:00 | GOLF COURSE MOALE AVE AND ENGLAND ST. CORNER | Mayport-Potable Water-Service Area-Zone 2 | PWD MAYPORT
MAYPOR-PW-SA-2 | UMA436000469 | UEM,System Valve, VLV FOR FH IN FT OF 414, Gate, 12.0, Inches | K10 - Potable Water Utilities | K1020 - Distribution | K1020100 - Service Areas | 1 | EA | 1/1/1987 00:00:00 | IN FRONT OF 414 | Mayport-Potable Water-Service Area-Zone 2 | PWD MAYPORT
MAYPOR-PW-SA-2 | UMA436000470 | SYSTEM VALVE, VALVE-84, CHECK, 12, INCHES | K10 - Potable Water Utilities | K1020 - Distribution | K1020100 - Service Areas | 1 | EA | 1/1/1987 00:00:00 | FRONT OF 392 | Mayport-Potable Water-Service Area-Zone 2 | PWD MAYPORT
MAYPOR-PW-SA-2 | UMA436000471 | CONTROL VALVE, BFP-392, BACKFLOW PREVENTER DOUBLE CHECK | K10 - Potable Water Utilities | K1020 - Distribution | K1020100 - Service Areas | 1 | EA | 1/1/1987 00:00:00 | EAST OF 392 | Mayport-Potable Water-Service Area-Zone 2 | PWD MAYPORT
MAYPOR-PW-SA-2 | UMA436000472 | UEM,Hydrant, FH-408, Wet-Barrel | K10 - Potable Water Utilities | K1020 - Distribution | K1020100 - Service Areas | 1 | EA | 1/1/1978 00:00:00 | FRONT OF 265 | Mayport-Potable Water-Service Area-Zone 2 | PWD MAYPORT
MAYPOR-PW-SA-2 | UMA436000473 | UEM,System Valve, VLV FOR FH IN FT OF 265, Gate, 12.0, Inches | K10 - Potable Water Utilities | K1020 - Distribution | K1020100 - Service Areas | 1 | EA | 1/1/1987 00:00:00 | FRONT, WEST OF 265 | Mayport-Potable Water-Service Area-Zone 2 | PWD MAYPORT
MAYPOR-PW-SA-2 | UMA436000474 | SYSTEM VALVE, VALVE-85, CHECK, 12, INCHES | K10 - Potable Water Utilities | K1020 - Distribution | K1020100 - Service Areas | 1 | EA | 1/1/1987 00:00:00 | FRONT OF 265 | Mayport-Potable Water-Service Area-Zone 2 | PWD MAYPORT
MAYPOR-PW-SA-2 | UMA436000475 | SYSTEM VALVE, VALVE- 86, CHECK, 12, INCHES | K10 - Potable Water Utilities | K1020 - Distribution | K1020100 - Service Areas | 1 | EA | 1/1/1987 00:00:00 | FRONT OF 265 | Mayport-Potable Water-Service Area-Zone 2 | PWD MAYPORT
MAYPOR-PW-SA-2 | UMA436000476 | UEM,Hydrant, FH 428, Wet-Barrel | K10 - Potable Water Utilities | K1020 - Distribution | K1020100 - Service Areas | 1 | EA | 1/1/1987 00:00:00 | BON HOMME IN FRONT OF HOSPITAL ENT | Mayport-Potable Water-Service Area-Zone 2 | PWD MAYPORT
MAYPOR-PW-SA-2 | UMA436000477 | UEM,System Valve, VAL FOR FH, Gate, 12.0, Inches | K10 - Potable Water Utilities | K1020 - Distribution | K1020100 - Service Areas | 1 | EA | 1/1/1987 00:00:00 | BON HOME IN FRONT OF HOSPITAL ENT | Mayport-Potable Water-Service Area-Zone 2 | PWD MAYPORT
MAYPOR-PW-SA-2 | UMA436000478 | SYSTEM VALVE, VALVE-87, CHECK, 12, INCHES | K10 - Potable Water Utilities | K1020 - Distribution | K1020100 - Service Areas | 1 | EA | 1/1/1987 00:00:00 | BON HOMME ACROSS FROM CLINIC | Mayport-Potable Water-Service Area-Zone 2 | PWD MAYPORT
MAYPOR-PW-SA-2 | UMA436000479 | SYSTEM VALVE, VALVE- 88, CHECK, 12, INCHES | K10 - Potable Water Utilities | K1020 - Distribution | K1020100 - Service Areas | 1 | EA | 1/1/1987 00:00:00 | CORNER OF BON HOMME AND MASSEY | Mayport-Potable Water-Service Area-Zone 2 | PWD MAYPORT
MAYPOR-PW-SA-2 | UMA436000480 | UEM,Hydrant, FH-303, Wet-Barrel | K10 - Potable Water Utilities | K1020 - Distribution | K1020100 - Service Areas | 1 | EA | 1/1/1961 00:00:00 | CORNER OF MASSEY AND BON HOMME | Mayport-Potable Water-Service Area-Zone 2 | PWD MAYPORT
MAYPOR-PW-SA-2 | UMA436000481 | UEM,System Valve, VALVE FOR FH 303, Gate, 12.0, Inches | K10 - Potable Water Utilities | K1020 - Distribution | K1020100 - Service Areas | 1 | EA | 1/1/1987 00:00:00 | CORNER OF BON HOMME AND MASSEY | Mayport-Potable Water-Service Area-Zone 2 | PWD MAYPORT
MAYPOR-PW-SA-2 | UMA436000482 | HYDRANT, FH , WET-BARREL | K10 - Potable Water Utilities | K1020 - Distribution | K1020100 - Service Areas | 1 | EA | 1/1/1961 00:00:00 | MASSEY ACROSS FROM WEST ENT TO BLG 1 | Mayport-Potable Water-Service Area-Zone 2 | PWD MAYPORT
MAYPOR-PW-SA-2 | UMA436000483 | UEM,System Valve, VALVE FOR FH, Gate, 10.0, Inches | K10 - Potable Water Utilities | K1020 - Distribution | K1020100 - Service Areas | 1 | EA | 1/1/1987 00:00:00 | MASSEY ACROSS FROM WEST ENT OF BLG 1 | Mayport-Potable Water-Service Area-Zone 2 | PWD MAYPORT
MAYPOR-PW-SA-2 | UMA436000484 | CONTROL VALVE, BFP-350, BACKFLOW PREVENTER DOUBLE CHECK | K10 - Potable Water Utilities | K1020 - Distribution | K1020100 - Service Areas | 1 | EA | 1/1/1987 00:00:00 | SOUTH SIDE OF CHAPEL BLG 350 | Mayport-Potable Water-Service Area-Zone 2 | PWD MAYPORT
MAYPOR-PW-SA-2 | UMA436000485 | UEM,System Valve, VALVE FOR FH, Gate, 10.0, Inches | K10 - Potable Water Utilities | K1020 - Distribution | K1020100 - Service Areas | 1 | EA | 1/1/1987 00:00:00 | SOUTH OF 350 | Mayport-Potable Water-Service Area-Zone 2 | PWD MAYPORT
MAYPOR-PW-SA-2 | UMA436000486 | UEM,Hydrant, FH-305, Wet-Barrel | K10 - Potable Water Utilities | K1020 - Distribution | K1020100 - Service Areas | 1 | EA | 1/1/2015 00:00:00 | SOUTH OF 350, MASSEY | Mayport-Potable Water-Service Area-Zone 2 | PWD MAYPORT
MAYPOR-PW-SA-2 | UMA436000487 | SYSTEM VALVE, VALVE-89, CHECK, 10, INCHES | K10 - Potable Water Utilities | K1020 - Distribution | K1020100 - Service Areas | 1 | EA | 1/1/1987 00:00:00 | SOUTH OF 350, MASSEY AVE | Mayport-Potable Water-Service Area-Zone 2 | PWD MAYPORT
MAYPOR-PW-SA-2 | UMA436000488 | SYSTEM VALVE, VALVE-90, CHECK, 10, INCHES | K10 - Potable Water Utilities | K1020 - Distribution | K1020100 - Service Areas | 1 | EA | 1/1/1987 00:00:00 | CORNER OF MASSEY AND BALTIMORE | Mayport-Potable Water-Service Area-Zone 2 | PWD MAYPORT
MAYPOR-PW-SA-2 | UMA436000489 | SYSTEM VALVE, VALVE-91, CHECK, 8, INCHES | K10 - Potable Water Utilities | K1020 - Distribution | K1020100 - Service Areas | 1 | EA | 1/1/1987 00:00:00 | BALTIMORE ACROSS 451 | Mayport-Potable Water-Service Area-Zone 2 | PWD MAYPORT
MAYPOR-PW-SA-2 | UMA436000490 | UEM,Hydrant, FH-204, Wet-Barrel | K10 - Potable Water Utilities | K1020 - Distribution | K1020100 - Service Areas | 1 | EA | 1/1/1961 00:00:00 | BALTIMORE, NORTH OF 244 | Mayport-Potable Water-Service Area-Zone 2 | PWD MAYPORT
MAYPOR-PW-SA-2 | UMA436000491 | UEM,System Valve, VALVE FOR FH 204, Gate, 8.0, Inches | K10 - Potable Water Utilities | K1020 - Distribution | K1020100 - Service Areas | 1 | EA | 1/1/1987 00:00:00 | WEST OF 305 | Mayport-Potable Water-Service Area-Zone 2 | PWD MAYPORT
MAYPOR-PW-SA-2 | UMA436000492 | SYSTEM VALVE, VALVE-92, CHECK, 8, INCHES | K10 - Potable Water Utilities | K1020 - Distribution | K1020100 - Service Areas | 1 | EA | 1/1/1987 00:00:00 | BALTIMORE ACROSS 350 | Mayport-Potable Water-Service Area-Zone 2 | PWD MAYPORT
MAYPOR-PW-SA-2 | UMA436000493 | SYSTEM VALVE, VALVE-93, CHECK, 8, INCHES | K10 - Potable Water Utilities | K1020 - Distribution | K1020100 - Service Areas | 1 | EA | 1/1/1987 00:00:00 | BALTIMORE NW OF 244 | Mayport-Potable Water-Service Area-Zone 2 | PWD MAYPORT
MAYPOR-PW-SA-2 | UMA436000494 | SYSTEM VALVE, VALVE-94, CHECK, 8, INCHES | K10 - Potable Water Utilities | K1020 - Distribution | K1020100 - Service Areas | 1 | EA | 1/1/1987 00:00:00 | IN FRONT OF 244 | Mayport-Potable Water-Service Area-Zone 2 | PWD MAYPORT
MAYPOR-PW-SA-2 | UMA436000495 | SYSTEM VALVE, VALVE-95, CHECK, 8, INCHES | K10 - Potable Water Utilities | K1020 - Distribution | K1020100 - Service Areas | 1 | EA | 1/1/1987 00:00:00 | IN FRONT OF 244 | Mayport-Potable Water-Service Area-Zone 2 | PWD MAYPORT
MAYPOR-PW-SA-2 | UMA436000496 | SYSTEM VALVE, VAVLE-96, CHECK, 8, INCHES | K10 - Potable Water Utilities | K1020 - Distribution | K1020100 - Service Areas | 1 | EA | 1/1/1987 00:00:00 | BALTIMORE, ACROSS 1576 | Mayport-Potable Water-Service Area-Zone 2 | PWD MAYPORT
MAYPOR-PW-SA-2 | UMA436000497 | SYSTEM VALVE, VALVE-97, CHECK, 8, INCHES | K10 - Potable Water Utilities | K1020 - Distribution | K1020100 - Service Areas | 1 | EA | 1/1/1987 00:00:00 | BALTIMORE, across 1576 | Mayport-Potable Water-Service Area-Zone 2 | PWD MAYPORT
MAYPOR-PW-SA-2 | UMA436000498 | CONTROL VALVE, BFP 244, BACKFLOW PREVENTER DOUBLE CHECK | K10 - Potable Water Utilities | K1020 - Distribution | K1020100 - Service Areas | 1 | EA | 1/1/1987 00:00:00 | FRONT OF 244 | Mayport-Potable Water-Service Area-Zone 2 | PWD MAYPORT
MAYPOR-PW-SA-2 | UMA436000499 | UEM,Hydrant, FH-203, Wet-Barrel | K10 - Potable Water Utilities | K1020 - Distribution | K1020100 - Service Areas | 1 | EA | 1/1/1961 00:00:00 | FRONT OF 244 | Mayport-Potable Water-Service Area-Zone 2 | PWD MAYPORT
MAYPOR-PW-SA-2 | UMA436000500 | UEM,System Valve, VALVE FOR FH, Gate, 8.0, Inches | K10 - Potable Water Utilities | K1020 - Distribution | K1020100 - Service Areas | 1 | EA | 1/1/1987 00:00:00 | FRONT OF 244 | Mayport-Potable Water-Service Area-Zone 2 | PWD MAYPORT
MAYPOR-PW-SA-2 | UMA436000501 | UEM,Hydrant, FH-201, Wet-Barrel | K10 - Potable Water Utilities | K1020 - Distribution | K1020100 - Service Areas | 1 | EA | 1/1/1961 00:00:00 | BALTIMORE ACROSS 298 | Mayport-Potable Water-Service Area-Zone 2 | PWD MAYPORT
MAYPOR-PW-SA-2 | UMA436000502 | UEM,System Valve, VALVE FOR FH 201, Gate, 8.0, Inches | K10 - Potable Water Utilities | K1020 - Distribution | K1020100 - Service Areas | 1 | EA | 1/1/1987 00:00:00 | BALTIMORE ACROSS 298 | Mayport-Potable Water-Service Area-Zone 2 | PWD MAYPORT
MAYPOR-PW-SA-2 | UMA436000503 | SYSTEM VALVE, VALVE-98, CHECK, 8, INCHES | K10 - Potable Water Utilities | K1020 - Distribution | K1020100 - Service Areas | 1 | EA | 1/1/1987 00:00:00 | BALTIMORE COAST GUARD TOWER ENT | Mayport-Potable Water-Service Area-Zone 2 | PWD MAYPORT
MAYPOR-PW-SA-2 | UMA436000504 | SYSTEM VALVE, VALVE-99, CHECK, 6, INCHES | K10 - Potable Water Utilities | K1020 - Distribution | K1020100 - Service Areas | 1 | EA | 1/1/1987 00:00:00 | FRONT OF ENT 298, SE | Mayport-Potable Water-Service Area-Zone 2 | PWD MAYPORT
MAYPOR-PW-SA-2 | UMA436000505 | SYSTEM VALVE, VAVLE-100, CHECK, 6, INCHES | K10 - Potable Water Utilities | K1020 - Distribution | K1020100 - Service Areas | 1 | EA | 1/1/1987 00:00:00 | WEST 298 | Mayport-Potable Water-Service Area-Zone 2 | PWD MAYPORT
MAYPOR-PW-SA-2 | UMA436000506 | SYSTEM VALVE, VALVE-101, CHECK, 6, INCHES | K10 - Potable Water Utilities | K1020 - Distribution | K1020100 - Service Areas | 1 | EA | 1/1/1987 00:00:00 | WEST 298 | Mayport-Potable Water-Service Area-Zone 2 | PWD MAYPORT
MAYPOR-PW-SA-2 | UMA436000507 | SYSTEM VALVE, VALVE-102, CHECK, 6, INCHES | K10 - Potable Water Utilities | K1020 - Distribution | K1020100 - Service Areas | 1 | EA | 1/1/1987 00:00:00 |  | Mayport-Potable Water-Service Area-Zone 2 | PWD MAYPORT
MAYPOR-PW-SA-2 | UMA436000508 | SYSTEM VALVE, VALVE-103, CHECK, 6, INCHES | K10 - Potable Water Utilities | K1020 - Distribution | K1020100 - Service Areas | 1 | EA | 1/1/1987 00:00:00 | 298 BY AC | Mayport-Potable Water-Service Area-Zone 2 | PWD MAYPORT
MAYPOR-PW-SA-2 | UMA436000509 | SYSTEM VALVE, VALVE-104, CHECK, 6, INCHES | K10 - Potable Water Utilities | K1020 - Distribution | K1020100 - Service Areas | 1 | EA | 1/1/1987 00:00:00 | 298 BY AC | Mayport-Potable Water-Service Area-Zone 2 | PWD MAYPORT
MAYPOR-PW-SA-2 | UMA436000510 | UEM,Hydrant, FH-409, Wet-Barrel | K10 - Potable Water Utilities | K1020 - Distribution | K1020100 - Service Areas | 1 | EA | 1/1/1974 00:00:00 | WEAST 298 REAR OF BUILDING | Mayport-Potable Water-Service Area-Zone 2 | PWD MAYPORT
MAYPOR-PW-SA-2 | UMA436000511 | UEM,System Valve, VALVE FOR FH 409, Gate, 6.0, Inches | K10 - Potable Water Utilities | K1020 - Distribution | K1020100 - Service Areas | 1 | EA | 1/1/1987 00:00:00 | WEST OF 298 | Mayport-Potable Water-Service Area-Zone 2 | PWD MAYPORT
MAYPOR-PW-SA-2 | UMA436000512 | CONTROL VALVE, BFP 298, BACKFLOW PREVENTER DOUBLE CHECK | K10 - Potable Water Utilities | K1020 - Distribution | K1020100 - Service Areas | 1 | EA | 1/1/1987 00:00:00 | WEST 298 | Mayport-Potable Water-Service Area-Zone 2 | PWD MAYPORT
MAYPOR-PW-SA-2 | UMA436000513 | SYSTEM VALVE, VALVE-106, CHECK, 6, INCHES | K10 - Potable Water Utilities | K1020 - Distribution | K1020100 - Service Areas | 1 | EA | 1/1/1987 00:00:00 |  | Mayport-Potable Water-Service Area-Zone 2 | PWD MAYPORT
MAYPOR-PW-SA-2 | UMA436000514 | UEM,System Valve, V-312, Check, 8.0, Inches | K10 - Potable Water Utilities | K1020 - Distribution | K1020100 - Service Areas | 1 | EA | 1/1/1987 00:00:00 | NW OF BLG 460 | Mayport-Potable Water-Service Area-Zone 2 | PWD MAYPORT
MAYPOR-PW-SA-2 | UMA436000515 | UEM,System Valve, V-316, Check, 8.0, Inches | K10 - Potable Water Utilities | K1020 - Distribution | K1020100 - Service Areas | 1 | EA | 1/1/1987 00:00:00 | NW OF BLG 460 | Mayport-Potable Water-Service Area-Zone 2 | PWD MAYPORT
MAYPOR-PW-SA-2 | UMA436000517 | CONTROL VALVE, BFP-460-1, BACKFLOW PREVENTER DOUBLE CHECK | K10 - Potable Water Utilities | K1020 - Distribution | K1020100 - Service Areas | 1 | EA | 1/1/1997 00:00:00 | WEST OF 460 PARKING LOT | Mayport-Potable Water-Service Area-Zone 2 | PWD MAYPORT
MAYPOR-PW-SA-2 | UMA436000518 | CONTROL VALVE, BFP-460-2, BACKFLOW PREVENTER DOUBLE CHECK | K10 - Potable Water Utilities | K1020 - Distribution | K1020100 - Service Areas | 1 | EA | 1/1/1997 00:00:00 | WEST OF 460 PARKING LOT | Mayport-Potable Water-Service Area-Zone 2 | PWD MAYPORT
MAYPOR-PW-SA-2 | UMA436000519 | CONTROL VALVE, BFP-BLG-1, BACKFLOW PREVENTER DOUBLE CHECK | K10 - Potable Water Utilities | K1020 - Distribution | K1020100 - Service Areas | 1 | EA | 1/1/1997 00:00:00 | WEST BLG 1 | Mayport-Potable Water-Service Area-Zone 2 | PWD MAYPORT
MAYPOR-PW-SA-2 | UMA436000520 | UEM,Hydrant, FH-419, Wet-Barrel | K10 - Potable Water Utilities | K1020 - Distribution | K1020100 - Service Areas | 1 | EA | 1/1/1974 00:00:00 | SW BLG 1 PARKING LOT | Mayport-Potable Water-Service Area-Zone 2 | PWD MAYPORT
MAYPOR-PW-SA-2 | UMA436000522 | SYSTEM VALVE, VALVE-109, CHECK, 6, INCHES | K10 - Potable Water Utilities | K1020 - Distribution | K1020100 - Service Areas | 1 | EA | 1/1/1987 00:00:00 |  | Mayport-Potable Water-Service Area-Zone 2 | PWD MAYPORT
MAYPOR-PW-SA-2 | UMA437000438 | UEM,Mechanical Meter, SE_03_FW_BL_285_2, Master, Electromagnetic, 120320016 | K10 - Potable Water Utilities | K1020 - Distribution | K1020100 - Service Areas | 1 | EA | 1/1/2015 00:00:00 | pit outside plant along road | Mayport-Potable Water-Service Area-Zone 2 | PWD MAYPORT
MAYPOR-PW-SA-2 | UMA438000444 | PIPE, UGP-PW-SA-2, 3000, FEET | K10 - Potable Water Utilities | K1020 - Distribution | K1020100 - Service Areas | 1 | EA | 1/1/2000 00:00:00 |  | Mayport-Potable Water-Service Area-Zone 2 | PWD MAYPORT
MAYPOR-PW-SA-3 | S354316 | UEM,Mechanical Meter, SE_03_FW_BL_298_1, ADR, Other, 120320020 | K10 - Potable Water Utilities | K1020 - Distribution | K1020100 - Service Areas | 1 | EA | 1/1/2012 00:00:00 | BLDG-298 | Mayport-Potable Water-Service Area-Zone 3 | PWD MAYPORT
MAYPOR-PW-SA-3 | S354318 | UEM,Mechanical Meter, SE_03_FW_BL_299_1, ADR, Other, 120320021 | K10 - Potable Water Utilities | K1020 - Distribution | K1020100 - Service Areas | 1 | EA | 1/1/2012 00:00:00 | BLDG-299 | Mayport-Potable Water-Service Area-Zone 3 | PWD MAYPORT
MAYPOR-PW-SA-3 | S354650 | UEM,Mechanical Meter, SE_03_FW_BL_1326_1, ADR, Other, 120320045 | K10 - Potable Water Utilities | K1020 - Distribution | K1020100 - Service Areas | 1 | EA | 1/1/2012 00:00:00 | BLDG 1326 YOUTH ACTIVITY CENTER | Mayport-Potable Water-Service Area-Zone 3 | PWD MAYPORT
MAYPOR-PW-SA-3 | S360695 | UEM,Mechanical Meter, SE_03_FW_BL_1868_1, ADR, Other, 120320095 | K10 - Potable Water Utilities | K1020 - Distribution | K1020100 - Service Areas | 1 | EA | 1/1/2012 00:00:00 |  | Mayport-Potable Water-Service Area-Zone 3 | PWD MAYPORT
MAYPOR-PW-SA-3 | S364720 | UEM,Mechanical Meter, SE_03_FW_BL_1868_1, Delivery, Other, 120320088 | K10 - Potable Water Utilities | K1020 - Distribution | K1020100 - Service Areas | 1 | EA | 12/20/2020 00:00:00 | BLDG. 1868 | Mayport-Potable Water-Service Area-Zone 3 | PWD MAYPORT
MAYPOR-PW-SA-3 | S365175 | UEM,Mechanical Meter, SE_03_FW_BL_2084_1, Delivery, Other, 120320110 | K10 - Potable Water Utilities | K1020 - Distribution | K1020100 - Service Areas | 1 | EA | 1/1/2012 00:00:00 | BLDG-2084 | Mayport-Potable Water-Service Area-Zone 3 | PWD MAYPORT
MAYPOR-PW-SA-3 | S447472 | UEM,Control System, ANT-2213, Antenna | K10 - Potable Water Utilities | K1020 - Distribution | K1020100 - Service Areas | 1 | EA | 6/1/2011 00:00:00 |  | Mayport-Potable Water-Service Area-Zone 3 | PWD MAYPORT
MAYPOR-PW-SA-3 | S447522 | UEM,Control System, ANT-1326, Antenna | K10 - Potable Water Utilities | K1020 - Distribution | K1020100 - Service Areas | 1 | EA | 6/1/2011 00:00:00 |  | Mayport-Potable Water-Service Area-Zone 3 | PWD MAYPORT
MAYPOR-PW-SA-3 | S447618 | UEM,Control System, ANT-1868, Antenna | K10 - Potable Water Utilities | K1020 - Distribution | K1020100 - Service Areas | 1 | EA | 6/1/2011 00:00:00 |  | Mayport-Potable Water-Service Area-Zone 3 | PWD MAYPORT
MAYPOR-PW-SA-3 | UMA435000467 | HYDRANT, FH-154, DRY-BARREL | K10 - Potable Water Utilities | K1020 - Distribution | K1020100 - Service Areas | 1 | EA | 1/1/2010 00:00:00 | OAKHILL ST. BETWEEN 2318 AND 2316 | Mayport-Potable Water-Service Area-Zone 3 | PWD MAYPORT
MAYPOR-PW-SA-3 | UMA435000468 | SYSTEM VALVE, SV-440A, GATE, 6, INCHES | K10 - Potable Water Utilities | K1020 - Distribution | K1020100 - Service Areas | 1 | EA | 1/1/2000 00:00:00 |  | Mayport-Potable Water-Service Area-Zone 3 | PWD MAYPORT
MAYPOR-PW-SA-3 | UMA435000469 | SYSTEM VALVE, SV-440B, GATE, 6, INCHES | K10 - Potable Water Utilities | K1020 - Distribution | K1020100 - Service Areas | 1 | EA | 1/1/2000 00:00:00 |  | Mayport-Potable Water-Service Area-Zone 3 | PWD MAYPORT
MAYPOR-PW-SA-3 | UMA435000470 | SYSTEM VALVE, HV-154, GATE, 6, INCHES | K10 - Potable Water Utilities | K1020 - Distribution | K1020100 - Service Areas | 1 | EA | 1/1/2000 00:00:00 |  | Mayport-Potable Water-Service Area-Zone 3 | PWD MAYPORT
MAYPOR-PW-SA-3 | UMA435000471 | HYDRANT, FH-153, DRY-BARREL | K10 - Potable Water Utilities | K1020 - Distribution | K1020100 - Service Areas | 1 | EA | 1/1/2010 00:00:00 | OAKHILL ST, BETWEEN 2452 AND 2444 | Mayport-Potable Water-Service Area-Zone 3 | PWD MAYPORT
MAYPOR-PW-SA-3 | UMA435000472 | SYSTEM VALVE, HV-153, GATE, 6, INCHES | K10 - Potable Water Utilities | K1020 - Distribution | K1020100 - Service Areas | 1 | EA | 1/1/2000 00:00:00 |  | Mayport-Potable Water-Service Area-Zone 3 | PWD MAYPORT
MAYPOR-PW-SA-3 | UMA435000473 | HYDRANT, FH-155, DRY-BARREL | K10 - Potable Water Utilities | K1020 - Distribution | K1020100 - Service Areas | 1 | EA | 1/1/2010 00:00:00 | OKINAWA ST. 2459 @ MOALE | Mayport-Potable Water-Service Area-Zone 3 | PWD MAYPORT
MAYPOR-PW-SA-3 | UMA435000474 | SYSTEM VALVE, HV-155, GATE, 6, INCHES | K10 - Potable Water Utilities | K1020 - Distribution | K1020100 - Service Areas | 1 | EA | 1/1/2010 00:00:00 |  | Mayport-Potable Water-Service Area-Zone 3 | PWD MAYPORT
MAYPOR-PW-SA-3 | UMA435000475 | SYSTEM VALVE, SV-440F, GATE, 6, INCHES | K10 - Potable Water Utilities | K1020 - Distribution | K1020100 - Service Areas | 1 | EA | 1/1/2010 00:00:00 |  | Mayport-Potable Water-Service Area-Zone 3 | PWD MAYPORT
MAYPOR-PW-SA-3 | UMA435000476 | SYSTEM VALVE, SV-440E, GATE, 6, INCHES | K10 - Potable Water Utilities | K1020 - Distribution | K1020100 - Service Areas | 1 | EA | 1/1/2010 00:00:00 |  | Mayport-Potable Water-Service Area-Zone 3 | PWD MAYPORT
MAYPOR-PW-SA-3 | UMA435000477 | SYSTEM VALVE, SV-3902, GATE, 6, INCHES | K10 - Potable Water Utilities | K1020 - Distribution | K1020100 - Service Areas | 1 | EA | 1/1/2010 00:00:00 |  | Mayport-Potable Water-Service Area-Zone 3 | PWD MAYPORT
MAYPOR-PW-SA-3 | UMA435000478 | SYSTEM VALVE, SV-440C, GATE, 6, INCHES | K10 - Potable Water Utilities | K1020 - Distribution | K1020100 - Service Areas | 1 | EA | 1/1/2010 00:00:00 |  | Mayport-Potable Water-Service Area-Zone 3 | PWD MAYPORT
MAYPOR-PW-SA-3 | UMA435000479 | SYSTEM VALVE, SV-440D, GATE, 6, INCHES | K10 - Potable Water Utilities | K1020 - Distribution | K1020100 - Service Areas | 1 | EA | 1/1/2010 00:00:00 |  | Mayport-Potable Water-Service Area-Zone 3 | PWD MAYPORT
MAYPOR-PW-SA-3 | UMA435000480 | SYSTEM VALVE, SC-440G, GATE, 6, INCHES | K10 - Potable Water Utilities | K1020 - Distribution | K1020100 - Service Areas | 1 | EA | 1/1/2010 00:00:00 |  | Mayport-Potable Water-Service Area-Zone 3 | PWD MAYPORT
MAYPOR-PW-SA-3 | UMA435000481 | SYSTEM VALVE, HV-151, GATE, 6, INCHES | K10 - Potable Water Utilities | K1020 - Distribution | K1020100 - Service Areas | 1 | EA | 1/1/2010 00:00:00 |  | Mayport-Potable Water-Service Area-Zone 3 | PWD MAYPORT
MAYPOR-PW-SA-3 | UMA435000482 | HYDRANT, FH-151, DRY-BARREL | K10 - Potable Water Utilities | K1020 - Distribution | K1020100 - Service Areas | 1 | EA | 1/1/2010 00:00:00 | OZBOURNE AVE. 2415 | Mayport-Potable Water-Service Area-Zone 3 | PWD MAYPORT
MAYPOR-PW-SA-3 | UMA435000483 | SYSTEM VALVE, SV-3805, GATE, 6, INCHES | K10 - Potable Water Utilities | K1020 - Distribution | K1020100 - Service Areas | 1 | EA | 1/1/2010 00:00:00 |  | Mayport-Potable Water-Service Area-Zone 3 | PWD MAYPORT
MAYPOR-PW-SA-3 | UMA435000484 | SYSTEM VALVE, SV-440H, GATE, 6, INCHES | K10 - Potable Water Utilities | K1020 - Distribution | K1020100 - Service Areas | 1 | EA | 1/1/2010 00:00:00 |  | Mayport-Potable Water-Service Area-Zone 3 | PWD MAYPORT
MAYPOR-PW-SA-3 | UMA435000485 | SYSTEM VALVE, HV-150, GATE, 6, INCHES | K10 - Potable Water Utilities | K1020 - Distribution | K1020100 - Service Areas | 1 | EA | 1/1/2010 00:00:00 |  | Mayport-Potable Water-Service Area-Zone 3 | PWD MAYPORT
MAYPOR-PW-SA-3 | UMA435000486 | HYDRANT, FH-150, DRY-BARREL | K10 - Potable Water Utilities | K1020 - Distribution | K1020100 - Service Areas | 1 | EA | 1/1/2010 00:00:00 | OHARE ST. @ OZBOURNE | Mayport-Potable Water-Service Area-Zone 3 | PWD MAYPORT
MAYPOR-PW-SA-3 | UMA435000487 | HYDRANT, FH-152, DRY-BARREL | K10 - Potable Water Utilities | K1020 - Distribution | K1020100 - Service Areas | 1 | EA | 1/1/2010 00:00:00 | OHARE ST 2434 NEAR OZBOURNE AVE. | Mayport-Potable Water-Service Area-Zone 3 | PWD MAYPORT
MAYPOR-PW-SA-3 | UMA435000488 | SYSTEM VALVE, HV-152, GATE, 6, INCHES | K10 - Potable Water Utilities | K1020 - Distribution | K1020100 - Service Areas | 1 | EA | 1/1/2010 00:00:00 |  | Mayport-Potable Water-Service Area-Zone 3 | PWD MAYPORT
MAYPOR-PW-SA-3 | UMA435000489 | HYDRANT, FH-156, DRY-BARREL | K10 - Potable Water Utilities | K1020 - Distribution | K1020100 - Service Areas | 1 | EA | 1/1/1960 00:00:00 | BALTIMORE ST. SOUTH OAKHILL ST. | Mayport-Potable Water-Service Area-Zone 3 | PWD MAYPORT
MAYPOR-PW-SA-3 | UMA435000490 | SYSTEM VALVE, HV-156, GATE, 6, INCHES | K10 - Potable Water Utilities | K1020 - Distribution | K1020100 - Service Areas | 1 | EA | 1/1/1960 00:00:00 |  | Mayport-Potable Water-Service Area-Zone 3 | PWD MAYPORT
MAYPOR-PW-SA-3 | UMA435000491 | SYSTEM VALVE, SV-440, GATE, 8, INCHES | K10 - Potable Water Utilities | K1020 - Distribution | K1020100 - Service Areas | 1 | EA | 1/1/1960 00:00:00 |  | Mayport-Potable Water-Service Area-Zone 3 | PWD MAYPORT
MAYPOR-PW-SA-3 | UMA435000492 | SYSTEM VALVE, SV-220, GATE, 10, INCHES | K10 - Potable Water Utilities | K1020 - Distribution | K1020100 - Service Areas | 1 | EA | 1/1/1960 00:00:00 |  | Mayport-Potable Water-Service Area-Zone 3 | PWD MAYPORT
MAYPOR-PW-SA-3 | UMA435000493 | SYSTEM VALVE, SV-439, GATE, 10, INCHES | K10 - Potable Water Utilities | K1020 - Distribution | K1020100 - Service Areas | 1 | EA | 1/1/1980 00:00:00 |  | Mayport-Potable Water-Service Area-Zone 3 | PWD MAYPORT
MAYPOR-PW-SA-3 | UMA435000494 | SYSTEM VALVE, SV-438-A, GATE, 8, INCHES | K10 - Potable Water Utilities | K1020 - Distribution | K1020100 - Service Areas | 1 | EA | 1/1/1980 00:00:00 |  | Mayport-Potable Water-Service Area-Zone 3 | PWD MAYPORT
MAYPOR-PW-SA-3 | UMA435000495 | SYSTEM VALVE, SV-438-B, GATE, 8, INCHES | K10 - Potable Water Utilities | K1020 - Distribution | K1020100 - Service Areas | 1 | EA | 1/1/1980 00:00:00 |  | Mayport-Potable Water-Service Area-Zone 3 | PWD MAYPORT
MAYPOR-PW-SA-3 | UMA435000496 | SYSTEM VALVE, SC-438-C, GATE, 8, INCHES | K10 - Potable Water Utilities | K1020 - Distribution | K1020100 - Service Areas | 1 | EA | 1/1/1980 00:00:00 |  | Mayport-Potable Water-Service Area-Zone 3 | PWD MAYPORT
MAYPOR-PW-SA-3 | UMA435000497 | SYSTEM VALVE, SC-438-D, GATE, 8, INCHES | K10 - Potable Water Utilities | K1020 - Distribution | K1020100 - Service Areas | 1 | EA | 1/1/1980 00:00:00 |  | Mayport-Potable Water-Service Area-Zone 3 | PWD MAYPORT
MAYPOR-PW-SA-3 | UMA435000498 | HYDRANT, FH-417, DRY-BARREL | K10 - Potable Water Utilities | K1020 - Distribution | K1020100 - Service Areas | 1 | EA | 1/1/1960 00:00:00 | MOALE AVE GOLF COURSE ACROSS FROM HOUSING | Mayport-Potable Water-Service Area-Zone 3 | PWD MAYPORT
MAYPOR-PW-SA-3 | UMA435000499 | SYSTEM VALVE, HV-417, GATE, 6, INCHES | K10 - Potable Water Utilities | K1020 - Distribution | K1020100 - Service Areas | 1 | EA | 1/1/1960 00:00:00 |  | Mayport-Potable Water-Service Area-Zone 3 | PWD MAYPORT
MAYPOR-PW-SA-3 | UMA435000500 | HYDRANT, FH-416, DRY-BARREL | K10 - Potable Water Utilities | K1020 - Distribution | K1020100 - Service Areas | 1 | EA | 1/1/1960 00:00:00 | MOALE AVE. WEST OF PUMP HOUSE 253 | Mayport-Potable Water-Service Area-Zone 3 | PWD MAYPORT
MAYPOR-PW-SA-3 | UMA435000501 | SYSTEM VALVE, HV-416, GATE, 6, INCHES | K10 - Potable Water Utilities | K1020 - Distribution | K1020100 - Service Areas | 1 | EA | 1/1/1960 00:00:00 |  | Mayport-Potable Water-Service Area-Zone 3 | PWD MAYPORT
MAYPOR-PW-SA-3 | UMA435000502 | SYSTEM VALVE, SV-437, GATE, 8, INCHES | K10 - Potable Water Utilities | K1020 - Distribution | K1020100 - Service Areas | 1 | EA | 1/1/1960 00:00:00 |  | Mayport-Potable Water-Service Area-Zone 3 | PWD MAYPORT
MAYPOR-PW-SA-3 | UMA435000503 | SYSTEM VALVE, SV-142A, GATE, 6, INCHES | K10 - Potable Water Utilities | K1020 - Distribution | K1020100 - Service Areas | 1 | EA | 1/1/2010 00:00:00 |  | Mayport-Potable Water-Service Area-Zone 3 | PWD MAYPORT
MAYPOR-PW-SA-3 | UMA435000504 | SYSTEM VALVE, HV-142, GATE, 6, INCHES | K10 - Potable Water Utilities | K1020 - Distribution | K1020100 - Service Areas | 1 | EA | 1/1/2010 00:00:00 |  | Mayport-Potable Water-Service Area-Zone 3 | PWD MAYPORT
MAYPOR-PW-SA-3 | UMA435000505 | HYDRANT, FH-142, DRY-BARREL | K10 - Potable Water Utilities | K1020 - Distribution | K1020100 - Service Areas | 1 | EA | 1/1/2010 00:00:00 | ORISKANY BETWEEN 629/631 | Mayport-Potable Water-Service Area-Zone 3 | PWD MAYPORT
MAYPOR-PW-SA-3 | UMA435000506 | SYSTEM VALVE, SC-153-B, GATE, 6, INCHES | K10 - Potable Water Utilities | K1020 - Distribution | K1020100 - Service Areas | 1 | EA | 1/1/2010 00:00:00 |  | Mayport-Potable Water-Service Area-Zone 3 | PWD MAYPORT
MAYPOR-PW-SA-3 | UMA435000507 | SYSTEM VALVE, SC-153-A, GATE, 6, INCHES | K10 - Potable Water Utilities | K1020 - Distribution | K1020100 - Service Areas | 1 | EA | 1/1/2010 00:00:00 |  | Mayport-Potable Water-Service Area-Zone 3 | PWD MAYPORT
MAYPOR-PW-SA-3 | UMA435000508 | HYDRANT, FH-143, DRY-BARREL | K10 - Potable Water Utilities | K1020 - Distribution | K1020100 - Service Areas | 1 | EA | 1/1/2010 00:00:00 | ORISKANY ST. 2392 | Mayport-Potable Water-Service Area-Zone 3 | PWD MAYPORT
MAYPOR-PW-SA-3 | UMA435000509 | SYSTEM VALVE, HV-143, GATE, 6, INCHES | K10 - Potable Water Utilities | K1020 - Distribution | K1020100 - Service Areas | 1 | EA | 1/1/1960 00:00:00 |  | Mayport-Potable Water-Service Area-Zone 3 | PWD MAYPORT
MAYPOR-PW-SA-3 | UMA435000510 | SYSTEM VALVE, HV-144, GATE, 6, INCHES | K10 - Potable Water Utilities | K1020 - Distribution | K1020100 - Service Areas | 1 | EA | 1/1/2010 00:00:00 |  | Mayport-Potable Water-Service Area-Zone 3 | PWD MAYPORT
MAYPOR-PW-SA-3 | UMA435000511 | HYDRANT, FH-144, DRY-BARREL | K10 - Potable Water Utilities | K1020 - Distribution | K1020100 - Service Areas | 1 | EA | 1/1/2010 00:00:00 | ORISKANY ST. 2371 | Mayport-Potable Water-Service Area-Zone 3 | PWD MAYPORT
MAYPOR-PW-SA-3 | UMA435000512 | HYDRANT, FH-145, DRY-BARREL | K10 - Potable Water Utilities | K1020 - Distribution | K1020100 - Service Areas | 1 | EA | 1/1/2010 00:00:00 | ORISKANY ST. 2335 | Mayport-Potable Water-Service Area-Zone 3 | PWD MAYPORT
MAYPOR-PW-SA-3 | UMA435000513 | SYSTEM VALVE, HV-145, GATE, 6, INCHES | K10 - Potable Water Utilities | K1020 - Distribution | K1020100 - Service Areas | 1 | EA | 1/1/2010 00:00:00 |  | Mayport-Potable Water-Service Area-Zone 3 | PWD MAYPORT
MAYPOR-PW-SA-3 | UMA435000514 | SYSTEM VALVE, SV-169, GATE, 6, INCHES | K10 - Potable Water Utilities | K1020 - Distribution | K1020100 - Service Areas | 1 | EA | 1/1/2010 00:00:00 |  | Mayport-Potable Water-Service Area-Zone 3 | PWD MAYPORT
MAYPOR-PW-SA-3 | UMA435000515 | SYSTEM VALVE, HV-146, GATE, 6, INCHES | K10 - Potable Water Utilities | K1020 - Distribution | K1020100 - Service Areas | 1 | EA | 1/1/2010 00:00:00 |  | Mayport-Potable Water-Service Area-Zone 3 | PWD MAYPORT
MAYPOR-PW-SA-3 | UMA435000516 | HYDRANT, FH-146, DRY-BARREL | K10 - Potable Water Utilities | K1020 - Distribution | K1020100 - Service Areas | 1 | EA | 1/1/2010 00:00:00 | OREGON CITY S @ ORISKANY | Mayport-Potable Water-Service Area-Zone 3 | PWD MAYPORT
MAYPOR-PW-SA-3 | UMA435000517 | HYDRANT, FH-147, DRY-BARREL | K10 - Potable Water Utilities | K1020 - Distribution | K1020100 - Service Areas | 1 | EA | 1/1/2010 00:00:00 | OREGON CITY ST. 2359 | Mayport-Potable Water-Service Area-Zone 3 | PWD MAYPORT
MAYPOR-PW-SA-3 | UMA435000518 | SYSTEM VALVE, HV-147, GATE, 6, INCHES | K10 - Potable Water Utilities | K1020 - Distribution | K1020100 - Service Areas | 1 | EA | 1/1/2010 00:00:00 |  | Mayport-Potable Water-Service Area-Zone 3 | PWD MAYPORT
MAYPOR-PW-SA-3 | UMA435000519 | SYSTEM VALVE, HV-148, GATE, 6, INCHES | K10 - Potable Water Utilities | K1020 - Distribution | K1020100 - Service Areas | 1 | EA | 1/1/2010 00:00:00 |  | Mayport-Potable Water-Service Area-Zone 3 | PWD MAYPORT
MAYPOR-PW-SA-3 | UMA435000520 | HYDRANT, FH-148, DRY-BARREL | K10 - Potable Water Utilities | K1020 - Distribution | K1020100 - Service Areas | 1 | EA | 1/1/2010 00:00:00 | OREGON CITY ST, 2377 | Mayport-Potable Water-Service Area-Zone 3 | PWD MAYPORT
MAYPOR-PW-SA-3 | UMA435000521 | HYDRANT, FH-142A, DRY-BARREL | K10 - Potable Water Utilities | K1020 - Distribution | K1020100 - Service Areas | 1 | EA | 1/1/2010 00:00:00 | OREGON CITY ST. BETWEEN 2428 AND 2423 | Mayport-Potable Water-Service Area-Zone 3 | PWD MAYPORT
MAYPOR-PW-SA-3 | UMA435000522 | SYSTEM VALVE, HV-142A, GATE, 6, INCHES | K10 - Potable Water Utilities | K1020 - Distribution | K1020100 - Service Areas | 1 | EA | 1/1/2010 00:00:00 |  | Mayport-Potable Water-Service Area-Zone 3 | PWD MAYPORT
MAYPOR-PW-SA-3 | UMA435000523 | HYDRANT, FH-149, DRY-BARREL | K10 - Potable Water Utilities | K1020 - Distribution | K1020100 - Service Areas | 1 | EA | 1/1/2010 00:00:00 | OREGON CITY ST. @ OZBOURNE AVE. | Mayport-Potable Water-Service Area-Zone 3 | PWD MAYPORT
MAYPOR-PW-SA-3 | UMA435000524 | SYSTEM VALVE, HV-149, GATE, 6, INCHES | K10 - Potable Water Utilities | K1020 - Distribution | K1020100 - Service Areas | 1 | EA | 1/1/2010 00:00:00 |  | Mayport-Potable Water-Service Area-Zone 3 | PWD MAYPORT
MAYPOR-PW-SA-3 | UMA435000525 | SYSTEM VALVE, SV-153A, GATE, 6, INCHES | K10 - Potable Water Utilities | K1020 - Distribution | K1020100 - Service Areas | 1 | EA | 1/1/2010 00:00:00 |  | Mayport-Potable Water-Service Area-Zone 3 | PWD MAYPORT
MAYPOR-PW-SA-3 | UMA435000526 | PIPE, PW-SA-3-6'', 8475, FEET | K10 - Potable Water Utilities | K1020 - Distribution | K1020100 - Service Areas | 1 | EA | 1/1/2000 00:00:00 |  | Mayport-Potable Water-Service Area-Zone 3 | PWD MAYPORT
MAYPOR-PW-SA-3 | UMA435000527 | PIPE, PW-SA-3-8'', 3375, FEET | K10 - Potable Water Utilities | K1020 - Distribution | K1020100 - Service Areas | 1 | EA | 1/1/2000 00:00:00 |  | Mayport-Potable Water-Service Area-Zone 3 | PWD MAYPORT
MAYPOR-PW-SA-3 | UMA435000528 | PIPE, PW-SA-3-10'', 3000, FEET | K10 - Potable Water Utilities | K1020 - Distribution | K1020100 - Service Areas | 1 | EA | 1/1/2000 00:00:00 |  | Mayport-Potable Water-Service Area-Zone 3 | PWD MAYPORT
MAYPOR-PW-SA-4 | A122882 | UEM,Hydrant, FH-711, Wet-Barrel | K10 - Potable Water Utilities | K1020 - Distribution | K1020100 - Service Areas | 1 | EA | 1/1/1975 00:00:00 | SERVICE RD TO 1380 | Mayport-Potable Water-Service Area-Zone 4 | PWD MAYPORT
MAYPOR-PW-SA-4 | S354314 | UEM,Mechanical Meter, SE_03_FW_BL_289_1, ADR, Other, 120320019 | K10 - Potable Water Utilities | K1020 - Distribution | K1020100 - Service Areas | 1 | EA | 1/1/2012 00:00:00 | BLDG-289 | Mayport-Potable Water-Service Area-Zone 4 | PWD MAYPORT
MAYPOR-PW-SA-4 | S355294 | UEM,Mechanical Meter, SE_03_FW_BL_1591_1, ADR, Other, 120320074 | K10 - Potable Water Utilities | K1020 - Distribution | K1020100 - Service Areas | 1 | EA | 1/1/2012 00:00:00 | BLDG-1591 | Mayport-Potable Water-Service Area-Zone 4 | PWD MAYPORT
MAYPOR-PW-SA-4 | S365128 | UEM,Mechanical Meter, SE_03_FW_BL_1983_01, Delivery, Other, 120320097 | K10 - Potable Water Utilities | K1020 - Distribution | K1020100 - Service Areas | 1 | EA | 1/1/2012 00:00:00 | BLDG-1983 | Mayport-Potable Water-Service Area-Zone 4 | PWD MAYPORT
MAYPOR-PW-SA-4 | S365155 | UEM,Mechanical Meter, SE_03_FW_BL_2029_1, Delivery, Other, 120320052 | K10 - Potable Water Utilities | K1020 - Distribution | K1020100 - Service Areas | 1 | EA | 1/1/2012 00:00:00 | KENNEL BLDG-2029 | Mayport-Potable Water-Service Area-Zone 4 | PWD MAYPORT
MAYPOR-PW-SA-4 | S436201 | UEM,Hydrant, FH-102, Wet-Barrel | K10 - Potable Water Utilities | K1020 - Distribution | K1020100 - Service Areas | 1 | EA | 1/1/1980 00:00:00 | EVERSOLE AVE NEAR 802 | Mayport-Potable Water-Service Area-Zone 4 | PWD MAYPORT
MAYPOR-PW-SA-4 | S436202 | UEM,Hydrant, FH-103, Wet-Barrel | K10 - Potable Water Utilities | K1020 - Distribution | K1020100 - Service Areas | 1 | EA | 6/1/2012 00:00:00 | 716 EVERGLADES ST. | Mayport-Potable Water-Service Area-Zone 4 | PWD MAYPORT
MAYPOR-PW-SA-4 | S436248 | UEM,Hydrant, FH-104, Wet-Barrel | K10 - Potable Water Utilities | K1020 - Distribution | K1020100 - Service Areas | 1 | EA | 1/1/1980 00:00:00 | 723 EVERGLADES CIR. NORTH | Mayport-Potable Water-Service Area-Zone 4 | PWD MAYPORT
MAYPOR-PW-SA-4 | S436249 | UEM,Hydrant, FH-105, Wet-Barrel | K10 - Potable Water Utilities | K1020 - Distribution | K1020100 - Service Areas | 1 | EA | 1/1/1980 00:00:00 | 730 EVERGLADES ST. | Mayport-Potable Water-Service Area-Zone 4 | PWD MAYPORT
MAYPOR-PW-SA-4 | S436250 | UEM,Hydrant, FH-106, Wet-Barrel | K10 - Potable Water Utilities | K1020 - Distribution | K1020100 - Service Areas | 1 | EA | 1/1/1980 00:00:00 | 736 EVERGLADES ST. | Mayport-Potable Water-Service Area-Zone 4 | PWD MAYPORT
MAYPOR-PW-SA-4 | S436251 | UEM,Hydrant, FH-107, Wet-Barrel | K10 - Potable Water Utilities | K1020 - Distribution | K1020100 - Service Areas | 1 | EA | 6/1/2012 00:00:00 | 736 EVERGLADES ST. | Mayport-Potable Water-Service Area-Zone 4 | PWD MAYPORT
MAYPOR-PW-SA-4 | S436252 | UEM,Hydrant, FH-108, Wet-Barrel | K10 - Potable Water Utilities | K1020 - Distribution | K1020100 - Service Areas | 1 | EA | 1/1/2012 00:00:00 | EVERGLADES ST. AND ESSEX | Mayport-Potable Water-Service Area-Zone 4 | PWD MAYPORT
MAYPOR-PW-SA-4 | S436253 | UEM,Hydrant, FH-109, Wet-Barrel | K10 - Potable Water Utilities | K1020 - Distribution | K1020100 - Service Areas | 1 | EA | 1/1/2012 00:00:00 | ESSEX ST AND ESSEX CT. NORTH | Mayport-Potable Water-Service Area-Zone 4 | PWD MAYPORT
MAYPOR-PW-SA-4 | S436254 | UEM,Hydrant, FH-110, Wet-Barrel | K10 - Potable Water Utilities | K1020 - Distribution | K1020100 - Service Areas | 1 | EA | 1/1/2012 00:00:00 | ESSEX ST AND ESSEX CIR. NORTH | Mayport-Potable Water-Service Area-Zone 4 | PWD MAYPORT
MAYPOR-PW-SA-4 | S436255 | UEM,Hydrant, FH-111, Wet-Barrel | K10 - Potable Water Utilities | K1020 - Distribution | K1020100 - Service Areas | 1 | EA | 1/1/2012 00:00:00 | ENGLAND OPP ESSEX | Mayport-Potable Water-Service Area-Zone 4 | PWD MAYPORT
MAYPOR-PW-SA-4 | S436302 | UEM,Hydrant, FH-113, Wet-Barrel | K10 - Potable Water Utilities | K1020 - Distribution | K1020100 - Service Areas | 1 | EA | 1/1/1980 00:00:00 | ENGLAND OPP ENTERPRISE | Mayport-Potable Water-Service Area-Zone 4 | PWD MAYPORT
MAYPOR-PW-SA-4 | S436304 | UEM,Hydrant, FH-114, Wet-Barrel | K10 - Potable Water Utilities | K1020 - Distribution | K1020100 - Service Areas | 1 | EA | 1/1/1980 00:00:00 | ENTERPRISE @ 881 AND 883 | Mayport-Potable Water-Service Area-Zone 4 | PWD MAYPORT
MAYPOR-PW-SA-4 | S436305 | UEM,Hydrant, FH-115, Wet-Barrel | K10 - Potable Water Utilities | K1020 - Distribution | K1020100 - Service Areas | 1 | EA | 1/1/1980 00:00:00 | EVERSOLE OPP EVERSOLE CIR W | Mayport-Potable Water-Service Area-Zone 4 | PWD MAYPORT
MAYPOR-PW-SA-4 | S436308 | UEM,Hydrant, FH-116, Wet-Barrel | K10 - Potable Water Utilities | K1020 - Distribution | K1020100 - Service Areas | 1 | EA | 1/1/1980 00:00:00 | EVERSOLE OPP ENTERPRISE | Mayport-Potable Water-Service Area-Zone 4 | PWD MAYPORT
MAYPOR-PW-SA-4 | S436309 | UEM,Hydrant, FH-117, Wet-Barrel | K10 - Potable Water Utilities | K1020 - Distribution | K1020100 - Service Areas | 1 | EA | 1/1/1980 00:00:00 | EVERSOLE BETWEEN 775/777 | Mayport-Potable Water-Service Area-Zone 4 | PWD MAYPORT
MAYPOR-PW-SA-4 | S436310 | UEM,Hydrant, FH-118, Wet-Barrel | K10 - Potable Water Utilities | K1020 - Distribution | K1020100 - Service Areas | 1 | EA | 1/1/1980 00:00:00 | ENGLAND @ EVERSOLE | Mayport-Potable Water-Service Area-Zone 4 | PWD MAYPORT
MAYPOR-PW-SA-4 | S436313 | UEM,Hydrant, FH-119, Wet-Barrel | K10 - Potable Water Utilities | K1020 - Distribution | K1020100 - Service Areas | 1 | EA | 1/1/1980 00:00:00 | 766A EVERGLADES | Mayport-Potable Water-Service Area-Zone 4 | PWD MAYPORT
MAYPOR-PW-SA-4 | S436316 | UEM,Hydrant, FH-120, Wet-Barrel | K10 - Potable Water Utilities | K1020 - Distribution | K1020100 - Service Areas | 1 | EA | 1/1/1980 00:00:00 | EVERGLADES BETWEEN 758/760 | Mayport-Potable Water-Service Area-Zone 4 | PWD MAYPORT
MAYPOR-PW-SA-4 | S436319 | UEM,Hydrant, FH-121, Wet-Barrel | K10 - Potable Water Utilities | K1020 - Distribution | K1020100 - Service Areas | 1 | EA | 1/1/2012 00:00:00 | EVERGLADES OPPOSITE ENTERPRISE | Mayport-Potable Water-Service Area-Zone 4 | PWD MAYPORT
MAYPOR-PW-SA-4 | S436321 | UEM,Hydrant, FH-122, Wet-Barrel | K10 - Potable Water Utilities | K1020 - Distribution | K1020100 - Service Areas | 1 | EA | 1/1/2012 00:00:00 | ENTERPRISE BETWEEN 899/901 | Mayport-Potable Water-Service Area-Zone 4 | PWD MAYPORT
MAYPOR-PW-SA-4 | S436322 | UEM,Hydrant, FH-123, Wet-Barrel | K10 - Potable Water Utilities | K1020 - Distribution | K1020100 - Service Areas | 1 | EA | 1/1/2012 00:00:00 | ENTERPRISE CT OPP ENTERPRISE | Mayport-Potable Water-Service Area-Zone 4 | PWD MAYPORT
MAYPOR-PW-SA-4 | S436323 | UEM,Hydrant, FH-125, Wet-Barrel | K10 - Potable Water Utilities | K1020 - Distribution | K1020100 - Service Areas | 1 | EA | 1/1/2012 00:00:00 | ENGLAND CT E BETWEEN 853/855 | Mayport-Potable Water-Service Area-Zone 4 | PWD MAYPORT
MAYPOR-PW-SA-4 | S436325 | UEM,Hydrant, FH-126, Wet-Barrel | K10 - Potable Water Utilities | K1020 - Distribution | K1020100 - Service Areas | 1 | EA | 1/1/2012 00:00:00 | ELLISON @ ENGLAND | Mayport-Potable Water-Service Area-Zone 4 | PWD MAYPORT
MAYPOR-PW-SA-4 | S436328 | UEM,Hydrant, FH-127, Wet-Barrel | K10 - Potable Water Utilities | K1020 - Distribution | K1020100 - Service Areas | 1 | EA | 1/1/2012 00:00:00 | ELLISON @ EDSON | Mayport-Potable Water-Service Area-Zone 4 | PWD MAYPORT
MAYPOR-PW-SA-4 | S436374 | UEM,Hydrant, FH-128, Wet-Barrel | K10 - Potable Water Utilities | K1020 - Distribution | K1020100 - Service Areas | 1 | EA | 1/1/2012 00:00:00 | 830A EDSON | Mayport-Potable Water-Service Area-Zone 4 | PWD MAYPORT
MAYPOR-PW-SA-4 | S436375 | UEM,Hydrant, FH-129, Wet-Barrel | K10 - Potable Water Utilities | K1020 - Distribution | K1020100 - Service Areas | 1 | EA | 1/1/2012 00:00:00 | EDSON OPP EDSON CIR E | Mayport-Potable Water-Service Area-Zone 4 | PWD MAYPORT
MAYPOR-PW-SA-4 | S436376 | UEM,Hydrant, FH-130, Wet-Barrel | K10 - Potable Water Utilities | K1020 - Distribution | K1020100 - Service Areas | 1 | EA | 1/1/2012 00:00:00 | EDSON OPP 817A | Mayport-Potable Water-Service Area-Zone 4 | PWD MAYPORT
MAYPOR-PW-SA-4 | S436377 | UEM,Hydrant, FH-131, Wet-Barrel | K10 - Potable Water Utilities | K1020 - Distribution | K1020100 - Service Areas | 1 | EA | 1/1/2012 00:00:00 | OPP 812A EDSON CIR W | Mayport-Potable Water-Service Area-Zone 4 | PWD MAYPORT
MAYPOR-PW-SA-4 | S436378 | UEM,Hydrant, FH-132, Wet-Barrel | K10 - Potable Water Utilities | K1020 - Distribution | K1020100 - Service Areas | 1 | EA | 1/1/2012 00:00:00 | 921A ESSEX | Mayport-Potable Water-Service Area-Zone 4 | PWD MAYPORT
MAYPOR-PW-SA-4 | S436379 | UEM,Hydrant, FH-133, Wet-Barrel | K10 - Potable Water Utilities | K1020 - Distribution | K1020100 - Service Areas | 1 | EA | 1/1/2012 00:00:00 | 929A ESSEX | Mayport-Potable Water-Service Area-Zone 4 | PWD MAYPORT
MAYPOR-PW-SA-4 | S436380 | UEM,Hydrant, FH-134, Wet-Barrel | K10 - Potable Water Utilities | K1020 - Distribution | K1020100 - Service Areas | 1 | EA | 1/1/2012 00:00:00 | ESSEX @ ELDORADO | Mayport-Potable Water-Service Area-Zone 4 | PWD MAYPORT
MAYPOR-PW-SA-4 | S436382 | UEM,Hydrant, FH-135, Wet-Barrel | K10 - Potable Water Utilities | K1020 - Distribution | K1020100 - Service Areas | 1 | EA | 1/1/2012 00:00:00 | ELDORADO BETWEEN 984/986 | Mayport-Potable Water-Service Area-Zone 4 | PWD MAYPORT
MAYPOR-PW-SA-4 | S436384 | UEM,Hydrant, FH-136, Wet-Barrel | K10 - Potable Water Utilities | K1020 - Distribution | K1020100 - Service Areas | 1 | EA | 1/1/2012 00:00:00 | 992B ELDORADO | Mayport-Potable Water-Service Area-Zone 4 | PWD MAYPORT
MAYPOR-PW-SA-4 | S436385 | UEM,Hydrant, FH-137, Wet-Barrel | K10 - Potable Water Utilities | K1020 - Distribution | K1020100 - Service Areas | 1 | EA | 1/1/2012 00:00:00 | EDWARDS BETWEEN 960/962 | Mayport-Potable Water-Service Area-Zone 4 | PWD MAYPORT
MAYPOR-PW-SA-4 | S436386 | UEM,Hydrant, FH-138, Wet-Barrel | K10 - Potable Water Utilities | K1020 - Distribution | K1020100 - Service Areas | 1 | EA | 1/1/2012 00:00:00 | EDWARDS BETWEEN 954/956 | Mayport-Potable Water-Service Area-Zone 4 | PWD MAYPORT
MAYPOR-PW-SA-4 | S436387 | UEM,Hydrant, FH-139, Wet-Barrel | K10 - Potable Water Utilities | K1020 - Distribution | K1020100 - Service Areas | 1 | EA | 1/1/2012 00:00:00 | EDWARDS BETWEEN 946/948 | Mayport-Potable Water-Service Area-Zone 4 | PWD MAYPORT
MAYPOR-PW-SA-4 | S436388 | UEM,Hydrant, FH-140, Wet-Barrel | K10 - Potable Water Utilities | K1020 - Distribution | K1020100 - Service Areas | 1 | EA | 1/1/2012 00:00:00 | ELDORADO NORTH OF EDWARDS | Mayport-Potable Water-Service Area-Zone 4 | PWD MAYPORT
MAYPOR-PW-SA-4 | S436389 | UEM,Hydrant, FH-141, Wet-Barrel | K10 - Potable Water Utilities | K1020 - Distribution | K1020100 - Service Areas | 1 | EA | 1/1/2012 00:00:00 | ELDORADO BETWEEN 968/970 | Mayport-Potable Water-Service Area-Zone 4 | PWD MAYPORT
MAYPOR-PW-SA-4 | S436406 | UEM,Hydrant, FH-162, Wet-Barrel | K10 - Potable Water Utilities | K1020 - Distribution | K1020100 - Service Areas | 1 | EA | 1/1/2012 00:00:00 | NORTH OF 1591 | Mayport-Potable Water-Service Area-Zone 4 | PWD MAYPORT
MAYPOR-PW-SA-4 | S436410 | UEM,Hydrant, FH-163, Wet-Barrel | K10 - Potable Water Utilities | K1020 - Distribution | K1020100 - Service Areas | 1 | EA | 1/1/2012 00:00:00 | SOUTH OF 1591 | Mayport-Potable Water-Service Area-Zone 4 | PWD MAYPORT
MAYPOR-PW-SA-4 | S436438 | UEM,Hydrant, FH-411, Wet-Barrel | K10 - Potable Water Utilities | K1020 - Distribution | K1020100 - Service Areas | 1 | EA | 1/1/2012 00:00:00 | ON MOELE AVE. @ MAINE ST. | Mayport-Potable Water-Service Area-Zone 4 | PWD MAYPORT
MAYPOR-PW-SA-4 | S436441 | UEM,Hydrant, FH-412, Wet-Barrel | K10 - Potable Water Utilities | K1020 - Distribution | K1020100 - Service Areas | 1 | EA | 1/1/2012 00:00:00 | BASE HOUSING OFFICE AT MOALE AVE. | Mayport-Potable Water-Service Area-Zone 4 | PWD MAYPORT
MAYPOR-PW-SA-4 | S436442 | UEM,Hydrant, FH-413, Wet-Barrel | K10 - Potable Water Utilities | K1020 - Distribution | K1020100 - Service Areas | 1 | EA | 1/1/1960 00:00:00 | MOALE AVE. EAST OF HOUSING OFFICE NEAR GOLF COURSE | Mayport-Potable Water-Service Area-Zone 4 | PWD MAYPORT
MAYPOR-PW-SA-4 | S436447 | UEM,Hydrant, FH-418, Wet-Barrel | K10 - Potable Water Utilities | K1020 - Distribution | K1020100 - Service Areas | 1 | EA | 1/1/1960 00:00:00 | NORTHSIDE OF MOALE, EASTSIDE OF ENGLAND | Mayport-Potable Water-Service Area-Zone 4 | PWD MAYPORT
MAYPOR-PW-SA-4 | S436561 | UEM,Hydrant, FH-711, Wet-Barrel | K10 - Potable Water Utilities | K1020 - Distribution | K1020100 - Service Areas | 1 | EA | 1/1/1980 00:00:00 | 711A EVERGLADES | Mayport-Potable Water-Service Area-Zone 4 | PWD MAYPORT
MAYPOR-PW-SA-4 | S436681 | UEM,Hydrant, FH-157, Wet-Barrel | K10 - Potable Water Utilities | K1020 - Distribution | K1020100 - Service Areas | 1 | EA | 1/1/1975 00:00:00 | TARAWA CIR NORTH NEAR 2275 | Mayport-Potable Water-Service Area-Zone 4 | PWD MAYPORT
MAYPOR-PW-SA-4 | S436717 | UEM,Hydrant, FH-160, Wet-Barrel | K10 - Potable Water Utilities | K1020 - Distribution | K1020100 - Service Areas | 1 | EA | 1/1/1975 00:00:00 | 1326 PARKING LOT | Mayport-Potable Water-Service Area-Zone 4 | PWD MAYPORT
MAYPOR-PW-SA-4 | S436722 | UEM,Hydrant, FH-158, Wet-Barrel | K10 - Potable Water Utilities | K1020 - Distribution | K1020100 - Service Areas | 1 | EA | 1/1/1975 00:00:00 | TARAWA CT EAST NEAR 2275 | Mayport-Potable Water-Service Area-Zone 4 | PWD MAYPORT
MAYPOR-PW-SA-4 | S436725 | UEM,Hydrant, FH-159, Wet-Barrel | K10 - Potable Water Utilities | K1020 - Distribution | K1020100 - Service Areas | 1 | EA | 1/1/1975 00:00:00 | TARAWA CT SOUTH | Mayport-Potable Water-Service Area-Zone 4 | PWD MAYPORT
MAYPOR-PW-SA-4 | S447498 | UEM,Control System, ANT-289, Antenna | K10 - Potable Water Utilities | K1020 - Distribution | K1020100 - Service Areas | 1 | EA | 6/1/2011 00:00:00 |  | Mayport-Potable Water-Service Area-Zone 4 | PWD MAYPORT
MAYPOR-PW-SA-4 | S447529 | UEM,Control System, ANT-1348, Antenna | K10 - Potable Water Utilities | K1020 - Distribution | K1020100 - Service Areas | 1 | EA | 6/1/2011 00:00:00 |  | Mayport-Potable Water-Service Area-Zone 4 | PWD MAYPORT
MAYPOR-PW-SA-4 | S447559 | UEM,Control System, ANT-1591, Antenna | K10 - Potable Water Utilities | K1020 - Distribution | K1020100 - Service Areas | 1 | EA | 6/1/2011 00:00:00 |  | Mayport-Potable Water-Service Area-Zone 4 | PWD MAYPORT
MAYPOR-PW-SA-4 | S454647 | UEM,Control Valve, PIV-34, Flow Control | K10 - Potable Water Utilities | K1020 - Distribution | K1020100 - Service Areas | 1 | EA | 1/1/1980 00:00:00 | BLDG 2051 EAST SIDE NEAR PARKING LOT | Mayport-Potable Water-Service Area-Zone 4 | PWD MAYPORT
MAYPOR-PW-SA-4 | S454649 | UEM,Control Valve, PIV-35, Flow Control | K10 - Potable Water Utilities | K1020 - Distribution | K1020100 - Service Areas | 1 | EA | 1/1/1980 00:00:00 | BLDG 2277 EAST SIDE INSIDE WHITE FENCE AREA | Mayport-Potable Water-Service Area-Zone 4 | PWD MAYPORT
MAYPOR-PW-SA-4 | S486857 | UEM,Mechanical Meter, SE_03_ EL_ BL_ 1348_01, ADR, Other | K10 - Potable Water Utilities | K1020 - Distribution | K1020100 - Service Areas | 1 | EA | 12/1/2004 00:00:00 | MAYPOR-1348 KENNEL | Mayport-Potable Water-Service Area-Zone 4 | PWD MAYPORT
MAYPOR-PW-SA-4 | UMA436000550 | UEM,Hydrant, FH-124, Wet-Barrel | K10 - Potable Water Utilities | K1020 - Distribution | K1020100 - Service Areas | 1 | EA | 1/1/2012 00:00:00 | ENGLAND CT. NEAR 859 | Mayport-Potable Water-Service Area-Zone 4 | PWD MAYPORT
MAYPOR-PW-SA-4 | UMA438000446 | PIPE, UGP-PW-SA-4, 46211, FEET | K10 - Potable Water Utilities | K1020 - Distribution | K1020100 - Service Areas | 1 | EA | 1/1/2000 00:00:00 |  | Mayport-Potable Water-Service Area-Zone 4 | PWD MAYPORT
MAYPOR-PW-SA-5 | A124849 | UEM,Control Valve, BFP2-1906, Backflow Preventer Reduced Pressure | K10 - Potable Water Utilities | K1020 - Distribution | K1020110 - Pump Stations | 1 | EA | 1/1/1960 00:00:00 | Backflow Devices -RP - NE corner of pump room. TAG#281 IRRIGATION | Mayport-Potable Water-Service Area-Zone 5 | PWD MAYPORT
MAYPOR-PW-SA-5 | S385245 | UEM,Control Valve, BFP1-1906, Backflow Preventer Reduced Pressure | K10 - Potable Water Utilities | K1020 - Distribution | K1020110 - Pump Stations | 1 | EA | 4/15/2021 00:00:00 | Backflow Devices -RPZ - East side of bldg. | Mayport-Potable Water-Service Area-Zone 5 | PWD MAYPORT
MAYPOR-PW-SA-5 | S422780 | UEM,Control Valve, BFP-11, Backflow Preventer Double Check | K10 - Potable Water Utilities | K1020 - Distribution | K1020100 - Service Areas | 1 | EA | 1/25/2023 00:00:00 | east side of maine st, across from golf course club house | Mayport-Potable Water-Service Area-Zone 5 | PWD MAYPORT
MAYPOR-PW-SA-5 | S447365 | UEM,Control System, ANT-1981, Antenna | K10 - Potable Water Utilities | K1020 - Distribution | K1020100 - Service Areas | 1 | EA | 1/1/2012 00:00:00 |  | Mayport-Potable Water-Service Area-Zone 5 | PWD MAYPORT
MAYPOR-PW-SA-5 | S454643 | UEM,Control Valve, PIV-31, Flow Control | K10 - Potable Water Utilities | K1020 - Distribution | K1020100 - Service Areas | 1 | EA | 1/1/1980 00:00:00 | BLDG 2023 NEXT TO MASSEY AVE | Mayport-Potable Water-Service Area-Zone 5 | PWD MAYPORT
MAYPOR-PW-SA-5 | S454646 | UEM,Control Valve, PIV-33, Flow Control | K10 - Potable Water Utilities | K1020 - Distribution | K1020100 - Service Areas | 1 | EA | 1/1/1980 00:00:00 | BLDG 1981 NEAR NEW MAINE ST. | Mayport-Potable Water-Service Area-Zone 5 | PWD MAYPORT
MAYPOR-PW-SA-5 | UMA435000010 | SYSTEM VALVE, V-1, GATE, 10, INCHES | K10 - Potable Water Utilities | K1020 - Distribution | K1020100 - Service Areas | 1 | EA | 1/1/1960 00:00:00 | north of car wash bldg 1316 | Mayport-Potable Water-Service Area-Zone 5 | PWD MAYPORT
MAYPOR-PW-SA-5 | UMA435000117 | CONTROL VALVE, BFP-1-1907, BACKFLOW PREVENTER REDUCED PRESSURE | K10 - Potable Water Utilities | K1010 - Production | K1010260 - Plant Water | 1 | EA | 1/1/2008 00:00:00 | backflow preventer on east outside of bldg 1907 | Mayport-Potable Water-Service Area-Zone 5 | PWD MAYPORT
MAYPOR-PW-SA-5 | UMA435000529 | UEM,Hydrant, FH-420, Wet-Barrel | K10 - Potable Water Utilities | K1020 - Distribution | K1020100 - Service Areas | 1 | EA | 1/1/1998 00:00:00 | east side of Supply Rd, across from east DLA gate and Bldg 191A | Mayport-Potable Water-Service Area-Zone 5 | PWD MAYPORT
MAYPOR-PW-SA-5 | UMA435000530 | SYSTEM VALVE, V-2, GATE, 10, INCHES | K10 - Potable Water Utilities | K1020 - Distribution | K1020100 - Service Areas | 1 | EA | 1/1/1960 00:00:00 | north of car wash bldg 1316 | Mayport-Potable Water-Service Area-Zone 5 | PWD MAYPORT
MAYPOR-PW-SA-5 | UMA435000531 | SYSTEM VALVE, V-3, GATE, 10, INCHES | K10 - Potable Water Utilities | K1020 - Distribution | K1020100 - Service Areas | 1 | EA | 1/1/1960 00:00:00 | SE corner of Supply Rd and Massey Ave | Mayport-Potable Water-Service Area-Zone 5 | PWD MAYPORT
MAYPOR-PW-SA-5 | UMA435000532 | SYSTEM VALVE, V-4, GATE, 10, INCHES | K10 - Potable Water Utilities | K1020 - Distribution | K1020100 - Service Areas | 1 | EA | 1/1/1960 00:00:00 | east side of Supply Rd, across from DLA east gate an Bldg 191A | Mayport-Potable Water-Service Area-Zone 5 | PWD MAYPORT
MAYPOR-PW-SA-5 | UMA435000533 | CONTROL VALVE, BFP-1, BACKFLOW PREVENTER DOUBLE CHECK | K10 - Potable Water Utilities | K1020 - Distribution | K1020100 - Service Areas | 1 | EA | 1/1/1980 00:00:00 | NW corner of car wash bldg 1316; | Mayport-Potable Water-Service Area-Zone 5 | PWD MAYPORT
MAYPOR-PW-SA-5 | UMA435000534 | CONTROL VALVE, BFP-2, BACKFLOW PREVENTER DOUBLE CHECK | K10 - Potable Water Utilities | K1020 - Distribution | K1020100 - Service Areas | 1 | EA | 1/1/1980 00:00:00 | west side of car wash bldg 1316 | Mayport-Potable Water-Service Area-Zone 5 | PWD MAYPORT
MAYPOR-PW-SA-5 | UMA435000535 | UEM,Hydrant, FH-421, Wet-Barrel | K10 - Potable Water Utilities | K1020 - Distribution | K1020100 - Service Areas | 1 | EA | 1/1/1960 00:00:00 | east side of Supply Rd, SW of car wash bldg 1316 | Mayport-Potable Water-Service Area-Zone 5 | PWD MAYPORT
MAYPOR-PW-SA-5 | UMA435000536 | UEM,Hydrant, FH-422, Wet-Barrel | K10 - Potable Water Utilities | K1020 - Distribution | K1020100 - Service Areas | 1 | EA | 1/1/1960 00:00:00 | south east side of bldg 191 | Mayport-Potable Water-Service Area-Zone 5 | PWD MAYPORT
MAYPOR-PW-SA-5 | UMA435000537 | CONTROL VALVE, BFP-3, BACKFLOW PREVENTER DOUBLE CHECK | K10 - Potable Water Utilities | K1020 - Distribution | K1020100 - Service Areas | 1 | EA | 1/1/1993 00:00:00 | NE corner of engraving shop side of bldg 1854 | Mayport-Potable Water-Service Area-Zone 5 | PWD MAYPORT
MAYPOR-PW-SA-5 | UMA435000538 | SYSTEM VALVE, V-5, GATE, 6, INCHES | K10 - Potable Water Utilities | K1020 - Distribution | K1020100 - Service Areas | 1 | EA | 1/1/1995 00:00:00 | south of bldg 1542 in street | Mayport-Potable Water-Service Area-Zone 5 | PWD MAYPORT
MAYPOR-PW-SA-5 | UMA435000539 | UEM,Hydrant, FH-424, Wet-Barrel | K10 - Potable Water Utilities | K1020 - Distribution | K1020100 - Service Areas | 1 | EA | 1/1/1995 00:00:00 | south of bldg 1542 | Mayport-Potable Water-Service Area-Zone 5 | PWD MAYPORT
MAYPOR-PW-SA-5 | UMA435000540 | SYSTEM VALVE, V-6, GATE, 6, INCHES | K10 - Potable Water Utilities | K1020 - Distribution | K1020100 - Service Areas | 1 | EA | 1/1/1995 00:00:00 | south of bldg 1520 in street | Mayport-Potable Water-Service Area-Zone 5 | PWD MAYPORT
MAYPOR-PW-SA-5 | UMA435000541 | SYSTEM VALVE, V-7, GATE, 10, INCHES | K10 - Potable Water Utilities | K1020 - Distribution | K1020100 - Service Areas | 1 | EA | 1/1/1995 00:00:00 | SW of bldg 191 on parking lot | Mayport-Potable Water-Service Area-Zone 5 | PWD MAYPORT
MAYPOR-PW-SA-5 | UMA435000542 | UEM,Hydrant, FH-404, Wet-Barrel | K10 - Potable Water Utilities | K1020 - Distribution | K1020100 - Service Areas | 1 | EA | 1/1/1960 00:00:00 | south of bldg 191 near loading docks | Mayport-Potable Water-Service Area-Zone 5 | PWD MAYPORT
MAYPOR-PW-SA-5 | UMA435000543 | SYSTEM VALVE, V-8, GATE, 6, INCHES | K10 - Potable Water Utilities | K1020 - Distribution | K1020100 - Service Areas | 1 | EA | 1/1/1960 00:00:00 | south of bldg 191near loading docks | Mayport-Potable Water-Service Area-Zone 5 | PWD MAYPORT
MAYPOR-PW-SA-5 | UMA435000544 | CONTROL VALVE, BFP-4, BACKFLOW PREVENTER DOUBLE CHECK | K10 - Potable Water Utilities | K1020 - Distribution | K1020100 - Service Areas | 1 | EA | 1/1/1980 00:00:00 |  | Mayport-Potable Water-Service Area-Zone 5 | PWD MAYPORT
MAYPOR-PW-SA-5 | UMA435000545 | CONTROL VALVE, BFP-5, BACKFLOW PREVENTER DOUBLE CHECK | K10 - Potable Water Utilities | K1020 - Distribution | K1020100 - Service Areas | 1 | EA | 1/1/1980 00:00:00 | west side of bldg 192 | Mayport-Potable Water-Service Area-Zone 5 | PWD MAYPORT
MAYPOR-PW-SA-5 | UMA435000546 | SYSTEM VALVE, V-9, GATE, 8, INCHES | K10 - Potable Water Utilities | K1020 - Distribution | K1020100 - Service Areas | 1 | EA | 1/1/1985 00:00:00 | NW corner of mayport rd/moale ave intersection | Mayport-Potable Water-Service Area-Zone 5 | PWD MAYPORT
MAYPOR-PW-SA-5 | UMA435000547 | UEM,Hydrant, FH-427, Wet-Barrel | K10 - Potable Water Utilities | K1020 - Distribution | K1020100 - Service Areas | 1 | EA | 1/1/1980 00:00:00 | NW corner of bldg 191 | Mayport-Potable Water-Service Area-Zone 5 | PWD MAYPORT
MAYPOR-PW-SA-5 | UMA435000548 | SYSTEM VALVE, V-10, GATE, 6, INCHES | K10 - Potable Water Utilities | K1020 - Distribution | K1020100 - Service Areas | 1 | EA | 1/1/1985 00:00:00 | NW corner of Bldg 191 | Mayport-Potable Water-Service Area-Zone 5 | PWD MAYPORT
MAYPOR-PW-SA-5 | UMA435000549 | SYSTEM VALVE, V-11, GATE, 6, INCHES | K10 - Potable Water Utilities | K1020 - Distribution | K1020100 - Service Areas | 1 | EA | 1/1/1985 00:00:00 | NW of bldg 191 near gate | Mayport-Potable Water-Service Area-Zone 5 | PWD MAYPORT
MAYPOR-PW-SA-5 | UMA435000550 | SYSTEM VALVE, V-12, GATE, 6, INCHES | K10 - Potable Water Utilities | K1020 - Distribution | K1020100 - Service Areas | 1 | EA | 1/1/1985 00:00:00 | NW of bldg 191 near gate | Mayport-Potable Water-Service Area-Zone 5 | PWD MAYPORT
MAYPOR-PW-SA-5 | UMA435000551 | SYSTEM VALVE, V-13, GATE, 6, INCHES | K10 - Potable Water Utilities | K1020 - Distribution | K1020100 - Service Areas | 1 | EA | 1/1/1985 00:00:00 | north of bldg 191, center of bldg | Mayport-Potable Water-Service Area-Zone 5 | PWD MAYPORT
MAYPOR-PW-SA-5 | UMA435000552 | UEM,Hydrant, FH-405, Wet-Barrel | K10 - Potable Water Utilities | K1020 - Distribution | K1020100 - Service Areas | 1 | EA | 1/1/1980 00:00:00 | north of bldg 191 along fence | Mayport-Potable Water-Service Area-Zone 5 | PWD MAYPORT
MAYPOR-PW-SA-5 | UMA435000553 | SYSTEM VALVE, V-14, GATE, 6, INCHES | K10 - Potable Water Utilities | K1020 - Distribution | K1020100 - Service Areas | 1 | EA | 1/1/1985 00:00:00 | SW corner of bldg 2023, 25 yds SE of hydrant #405 | Mayport-Potable Water-Service Area-Zone 5 | PWD MAYPORT
MAYPOR-PW-SA-5 | UMA435000554 | SYSTEM VALVE, V-15, GATE, 6, INCHES | K10 - Potable Water Utilities | K1020 - Distribution | K1020100 - Service Areas | 1 | EA | 1/1/1985 00:00:00 | SW of bldg bldg 2023, 9 ft south of V-14 | Mayport-Potable Water-Service Area-Zone 5 | PWD MAYPORT
MAYPOR-PW-SA-5 | UMA435000555 | CONTROL VALVE, BFP-6, BACKFLOW PREVENTER DOUBLE CHECK | K10 - Potable Water Utilities | K1020 - Distribution | K1020100 - Service Areas | 1 | EA | 1/1/1980 00:00:00 | north of bldg 191 (DLA) main entrance | Mayport-Potable Water-Service Area-Zone 5 | PWD MAYPORT
MAYPOR-PW-SA-5 | UMA435000556 | MECHANICAL METER, FM-1, DELIVERY, OTHER | K10 - Potable Water Utilities | K1020 - Distribution | K1020100 - Service Areas | 1 | EA | 1/1/1980 00:00:00 | north of DLA BLDG 191 main entrance, next to BFP-6 | Mayport-Potable Water-Service Area-Zone 5 | PWD MAYPORT
MAYPOR-PW-SA-5 | UMA435000557 | UEM,Hydrant, FH-403, Wet-Barrel | K10 - Potable Water Utilities | K1020 - Distribution | K1020100 - Service Areas | 1 | EA | 1/1/1995 00:00:00 | north of bldg 192 near fence | Mayport-Potable Water-Service Area-Zone 5 | PWD MAYPORT
MAYPOR-PW-SA-5 | UMA435000558 | SYSTEM VALVE, V-16, GLOBE, .5, INCHES | K10 - Potable Water Utilities | K1020 - Distribution | K1020100 - Service Areas | 1 | EA | 1/1/1985 00:00:00 | south side of bldg 1866 | Mayport-Potable Water-Service Area-Zone 5 | PWD MAYPORT
MAYPOR-PW-SA-5 | UMA435000559 | CONTROL VALVE, BFP-7, BACKFLOW PREVENTER DOUBLE CHECK | K10 - Potable Water Utilities | K1020 - Distribution | K1020100 - Service Areas | 1 | EA | 1/1/1980 00:00:00 | southside of bldg 191, next to FH-3 | Mayport-Potable Water-Service Area-Zone 5 | PWD MAYPORT
MAYPOR-PW-SA-5 | UMA435000561 | CONTROL VALVE, BFP-8, BACKFLOW PREVENTER DOUBLE CHECK | K10 - Potable Water Utilities | K1020 - Distribution | K1020100 - Service Areas | 1 | EA | 1/1/1995 00:00:00 | west side of mayport rd, east of bldg 2039; actual location 25-yds north of shown on map | Mayport-Potable Water-Service Area-Zone 5 | PWD MAYPORT
MAYPOR-PW-SA-5 | UMA435000562 | MECHANICAL METER, FM-2, DELIVERY, OTHER | K10 - Potable Water Utilities | K1020 - Distribution | K1020100 - Service Areas | 1 | EA | 1/1/1980 00:00:00 | west side of mayport rd next to gas station sign; actual location is 40-yds north of map location across entrance drive | Mayport-Potable Water-Service Area-Zone 5 | PWD MAYPORT
MAYPOR-PW-SA-5 | UMA435000563 | CONTROL VALVE, BFP-9, BACKFLOW PREVENTER DOUBLE CHECK | K10 - Potable Water Utilities | K1020 - Distribution | K1020100 - Service Areas | 1 | EA | 1/1/1995 00:00:00 | south of gas station sign, next to BFP-10 and FM-2; 40-yds north of actual map location | Mayport-Potable Water-Service Area-Zone 5 | PWD MAYPORT
MAYPOR-PW-SA-5 | UMA435000564 | CONTROL VALVE, BFP-10, BACKFLOW PREVENTER DOUBLE CHECK | K10 - Potable Water Utilities | K1020 - Distribution | K1020100 - Service Areas | 1 | EA | 1/1/1995 00:00:00 | south of gas station sign, next to BFP-9 and FM-2 | Mayport-Potable Water-Service Area-Zone 5 | PWD MAYPORT
MAYPOR-PW-SA-5 | UMA435000566 | UEM,Hydrant, FH-410, Wet-Barrel | K10 - Potable Water Utilities | K1020 - Distribution | K1020100 - Service Areas | 1 | EA | 1/1/1965 00:00:00 | west side of maine st, south of bldg 1260 | Mayport-Potable Water-Service Area-Zone 5 | PWD MAYPORT
MAYPOR-PW-SA-5 | UMA435000567 | SYSTEM VALVE, V-17, GATE, .5, INCHES | K10 - Potable Water Utilities | K1020 - Distribution | K1020100 - Service Areas | 1 | EA | 1/1/1965 00:00:00 | west side of Maine St, next to FH-10 | Mayport-Potable Water-Service Area-Zone 5 | PWD MAYPORT
MAYPOR-PW-SA-5 | UMA435000569 | MECHANICAL METER, FM-3, DELIVERY, OTHER | K10 - Potable Water Utilities | K1020 - Distribution | K1020100 - Service Areas | 1 | EA | 1/1/1995 00:00:00 | east side of maine st, across from golf course club house | Mayport-Potable Water-Service Area-Zone 5 | PWD MAYPORT
MAYPOR-PW-SA-5 | UMA435000570 | CONTROL VALVE, BFP-12, BACKFLOW PREVENTER DOUBLE CHECK | K10 - Potable Water Utilities | K1020 - Distribution | K1020100 - Service Areas | 1 | EA | 1/1/2000 00:00:00 | east side of maine st, across from golf course parking lot | Mayport-Potable Water-Service Area-Zone 5 | PWD MAYPORT
MAYPOR-PW-SA-5 | UMA435000571 | SYSTEM VALVE, V-18, GATE, 12, INCHES | K10 - Potable Water Utilities | K1020 - Distribution | K1020100 - Service Areas | 1 | EA | 1/1/2000 00:00:00 | north of Massey Ave/Maine St intersection | Mayport-Potable Water-Service Area-Zone 5 | PWD MAYPORT
MAYPOR-PW-SA-5 | UMA435000572 | SYSTEM VALVE, V-19, GATE, 12, INCHES | K10 - Potable Water Utilities | K1020 - Distribution | K1020100 - Service Areas | 1 | EA | 1/1/2000 00:00:00 | north of Massey Ave/Maine St intersection | Mayport-Potable Water-Service Area-Zone 5 | PWD MAYPORT
MAYPOR-PW-SA-5 | UMA435000573 | CONTROL VALVE, BFP-13, BACKFLOW PREVENTER DOUBLE CHECK | K10 - Potable Water Utilities | K1020 - Distribution | K1020100 - Service Areas | 1 | EA | 1/1/2000 00:00:00 | east of Massey Ave/Maine St intersection | Mayport-Potable Water-Service Area-Zone 5 | PWD MAYPORT
MAYPOR-PW-SA-5 | UMA435000574 | UEM,Hydrant, FH-401, Wet-Barrel | K10 - Potable Water Utilities | K1020 - Distribution | K1020100 - Service Areas | 1 | EA | 1/1/2005 00:00:00 | east of Massey Ave/Maine St intersection | Mayport-Potable Water-Service Area-Zone 5 | PWD MAYPORT
MAYPOR-PW-SA-5 | UMA435000575 | SYSTEM VALVE, V-20, GATE, 8, INCHES | K10 - Potable Water Utilities | K1020 - Distribution | K1020100 - Service Areas | 1 | EA | 1/1/2000 00:00:00 | east of Massey Ave/Maine St intersection | Mayport-Potable Water-Service Area-Zone 5 | PWD MAYPORT
MAYPOR-PW-SA-5 | UMA435000576 | SYSTEM VALVE, V-21, GATE, 12, INCHES | K10 - Potable Water Utilities | K1020 - Distribution | K1020100 - Service Areas | 1 | EA | 1/1/2000 00:00:00 | east of Massey Ave/Maine St intersection | Mayport-Potable Water-Service Area-Zone 5 | PWD MAYPORT
MAYPOR-PW-SA-5 | UMA435000577 | SYSTEM VALVE, V-22, GATE, 12, INCHES | K10 - Potable Water Utilities | K1020 - Distribution | K1020100 - Service Areas | 1 | EA | 1/1/2000 00:00:00 | east of Massey Ave/Maine St intersection | Mayport-Potable Water-Service Area-Zone 5 | PWD MAYPORT
MAYPOR-PW-SA-5 | UMA435000578 | SYSTEM VALVE, V-23, GATE, 24, INCHES | K10 - Potable Water Utilities | K1020 - Distribution | K1020100 - Service Areas | 1 | EA | 1/1/2000 00:00:00 | south side of Massey Ave | Mayport-Potable Water-Service Area-Zone 5 | PWD MAYPORT
MAYPOR-PW-SA-5 | UMA435000579 | SYSTEM VALVE, V-24, GATE, 24, INCHES | K10 - Potable Water Utilities | K1020 - Distribution | K1020100 - Service Areas | 1 | EA | 1/1/2000 00:00:00 | south side of Massey Ave | Mayport-Potable Water-Service Area-Zone 5 | PWD MAYPORT
MAYPOR-PW-SA-5 | UMA435000580 | MECHANICAL METER, FM-4, DELIVERY, OTHER | K10 - Potable Water Utilities | K1020 - Distribution | K1020100 - Service Areas | 1 | EA | 1/1/1995 00:00:00 | east of Massey Ave/Maine St intersection; | Mayport-Potable Water-Service Area-Zone 5 | PWD MAYPORT
MAYPOR-PW-SA-5 | UMA435000581 | SYSTEM VALVE, V-25, GATE, 24, INCHES | K10 - Potable Water Utilities | K1020 - Distribution | K1020100 - Service Areas | 1 | EA | 1/1/2000 00:00:00 | south side of massey ave across from bldg 1430 | Mayport-Potable Water-Service Area-Zone 5 | PWD MAYPORT
MAYPOR-PW-SA-5 | UMA435000582 | SYSTEM VALVE, V-26, GATE, 12, INCHES | K10 - Potable Water Utilities | K1020 - Distribution | K1020100 - Service Areas | 1 | EA | 1/1/2000 00:00:00 | south side of massey ave across from bldg 1430 | Mayport-Potable Water-Service Area-Zone 5 | PWD MAYPORT
MAYPOR-PW-SA-5 | UMA435000583 | SYSTEM VALVE, V-27, GATE, 12, INCHES | K10 - Potable Water Utilities | K1020 - Distribution | K1020100 - Service Areas | 1 | EA | 1/1/2000 00:00:00 | south side of massey ave across from bldg 1430 | Mayport-Potable Water-Service Area-Zone 5 | PWD MAYPORT
MAYPOR-PW-SA-5 | UMA435000584 | SYSTEM VALVE, V-28, GATE, 12, INCHES | K10 - Potable Water Utilities | K1020 - Distribution | K1020100 - Service Areas | 1 | EA | 1/1/2000 00:00:00 | south side of massey ave across from bldg 1430 | Mayport-Potable Water-Service Area-Zone 5 | PWD MAYPORT
MAYPOR-PW-SA-5 | UMA435000585 | SYSTEM VALVE, V-29, GATE, 24, INCHES | K10 - Potable Water Utilities | K1020 - Distribution | K1020100 - Service Areas | 1 | EA | 1/1/2000 00:00:00 | south side of massey ave across from bldg 1430 | Mayport-Potable Water-Service Area-Zone 5 | PWD MAYPORT
MAYPOR-PW-SA-5 | UMA435000586 | SYSTEM VALVE, V-30, GATE, 6, INCHES | K10 - Potable Water Utilities | K1020 - Distribution | K1020100 - Service Areas | 1 | EA | 1/1/2000 00:00:00 | south side of massey ave across from bldg 1430 | Mayport-Potable Water-Service Area-Zone 5 | PWD MAYPORT
MAYPOR-PW-SA-5 | UMA435000587 | SYSTEM VALVE, V-31, GATE, 6, INCHES | K10 - Potable Water Utilities | K1020 - Distribution | K1020100 - Service Areas | 1 | EA | 1/1/2000 00:00:00 | north of bldg 1906 | Mayport-Potable Water-Service Area-Zone 5 | PWD MAYPORT
MAYPOR-PW-SA-5 | UMA435000588 | SYSTEM VALVE, V-32, GATE, 24, INCHES | K10 - Potable Water Utilities | K1020 - Distribution | K1020100 - Service Areas | 1 | EA | 1/1/2000 00:00:00 | north of bldg 1906 | Mayport-Potable Water-Service Area-Zone 5 | PWD MAYPORT
MAYPOR-PW-SA-5 | UMA435000589 | SYSTEM VALVE, V-33, GATE, 6, INCHES | K10 - Potable Water Utilities | K1020 - Distribution | K1020100 - Service Areas | 1 | EA | 1/1/2000 00:00:00 | NE corner of bldg 1906 | Mayport-Potable Water-Service Area-Zone 5 | PWD MAYPORT
MAYPOR-PW-SA-5 | UMA435000590 | SYSTEM VALVE, V-34, GATE, 6, INCHES | K10 - Potable Water Utilities | K1020 - Distribution | K1020100 - Service Areas | 1 | EA | 1/1/2000 00:00:00 | NE corner of bldg 1906 | Mayport-Potable Water-Service Area-Zone 5 | PWD MAYPORT
MAYPOR-PW-SA-5 | UMA435000591 | SYSTEM VALVE, V-35, GATE, 6, INCHES | K10 - Potable Water Utilities | K1020 - Distribution | K1020100 - Service Areas | 1 | EA | 1/1/2000 00:00:00 | NE corner of bldg 1906 | Mayport-Potable Water-Service Area-Zone 5 | PWD MAYPORT
MAYPOR-PW-SA-5 | UMA435000592 | SYSTEM VALVE, V-36, GATE, 24, INCHES | K10 - Potable Water Utilities | K1020 - Distribution | K1020100 - Service Areas | 1 | EA | 1/1/2000 00:00:00 | NW corner of bldg 1908 | Mayport-Potable Water-Service Area-Zone 5 | PWD MAYPORT
MAYPOR-PW-SA-5 | UMA435000593 | SYSTEM VALVE, V-37, GATE, 24, INCHES | K10 - Potable Water Utilities | K1020 - Distribution | K1020100 - Service Areas | 1 | EA | 1/1/2000 00:00:00 | NW corner of bldg 1908 | Mayport-Potable Water-Service Area-Zone 5 | PWD MAYPORT
MAYPOR-PW-SA-5 | UMA435000594 | SYSTEM VALVE, V-38, GATE, 5.25, INCHES | K10 - Potable Water Utilities | K1020 - Distribution | K1020100 - Service Areas | 1 | EA | 1/1/2000 00:00:00 | north of bldg 1908 | Mayport-Potable Water-Service Area-Zone 5 | PWD MAYPORT
MAYPOR-PW-SA-5 | UMA435000595 | UEM,Hydrant, FH-402, Wet-Barrel | K10 - Potable Water Utilities | K1020 - Distribution | K1020100 - Service Areas | 1 | EA | 1/1/1995 00:00:00 | north of bldg 1908 | Mayport-Potable Water-Service Area-Zone 5 | PWD MAYPORT
MAYPOR-PW-SA-5 | UMA435000596 | UEM,Hydrant, FH-400, Wet-Barrel | K10 - Potable Water Utilities | K1020 - Distribution | K1020100 - Service Areas | 1 | EA | 1/1/1980 00:00:00 | east of bldg 1430 | Mayport-Potable Water-Service Area-Zone 5 | PWD MAYPORT
MAYPOR-PW-SA-5 | UMA435000597 | SYSTEM VALVE, V-39, GATE, 12, INCHES | K10 - Potable Water Utilities | K1020 - Distribution | K1020100 - Service Areas | 1 | EA | 1/1/1990 00:00:00 | SW of bldg 1349 | Mayport-Potable Water-Service Area-Zone 5 | PWD MAYPORT
MAYPOR-PW-SA-5 | UMA435000598 | SYSTEM VALVE, V-40, GATE, 6, INCHES | K10 - Potable Water Utilities | K1020 - Distribution | K1020100 - Service Areas | 1 | EA | 1/1/1990 00:00:00 | SW of bldg 1349 | Mayport-Potable Water-Service Area-Zone 5 | PWD MAYPORT
MAYPOR-PW-SA-5 | UMA435000599 | UEM,Hydrant, FH-426, Wet-Barrel | K10 - Potable Water Utilities | K1020 - Distribution | K1020100 - Service Areas | 1 | EA | 1/1/1995 00:00:00 | ON MASSEY BETWEEN 496 AND 1655 | Mayport-Potable Water-Service Area-Zone 5 | PWD MAYPORT
MAYPOR-PW-SA-5 | UMA435000600 | SYSTEM VALVE, V-41, GATE, 16, INCHES | K10 - Potable Water Utilities | K1020 - Distribution | K1020100 - Service Areas | 1 | EA | 1/1/1990 00:00:00 | north of bldg 496 | Mayport-Potable Water-Service Area-Zone 5 | PWD MAYPORT
MAYPOR-PW-SA-5 | UMA435000601 | SYSTEM VALVE, V-42, GATE, 8, INCHES | K10 - Potable Water Utilities | K1020 - Distribution | K1020100 - Service Areas | 1 | EA | 1/1/1990 00:00:00 | NE corner of bldg 1566 | Mayport-Potable Water-Service Area-Zone 5 | PWD MAYPORT
MAYPOR-PW-SA-5 | UMA435000602 | SYSTEM VALVE, V-43, GATE, 8, INCHES | K10 - Potable Water Utilities | K1020 - Distribution | K1020100 - Service Areas | 1 | EA | 1/1/1990 00:00:00 | North side of Massey Ave, across from South Wall wharf | Mayport-Potable Water-Service Area-Zone 5 | PWD MAYPORT
MAYPOR-PW-SA-5 | UMA435000603 | SYSTEM VALVE, V-44, GATE, 8, INCHES | K10 - Potable Water Utilities | K1020 - Distribution | K1020100 - Service Areas | 1 | EA | 1/1/1990 00:00:00 | north side of Massey across from south wall | Mayport-Potable Water-Service Area-Zone 5 | PWD MAYPORT
MAYPOR-PW-SA-5 | UMA435000604 | UEM,Hydrant, FH-301, Wet-Barrel | K10 - Potable Water Utilities | K1020 - Distribution | K1020100 - Service Areas | 1 | EA | 1/1/1995 00:00:00 | MASSEY AVE SOUTH WALL PARKING LOT | Mayport-Potable Water-Service Area-Zone 5 | PWD MAYPORT
MAYPOR-PW-SA-5 | UMA435000605 | SYSTEM VALVE, V-45, GATE, 12, INCHES | K10 - Potable Water Utilities | K1020 - Distribution | K1020100 - Service Areas | 1 | EA | 1/1/1990 00:00:00 | SW corner Bryce Canyon St and Massey Ave, in front of bldg 191 | Mayport-Potable Water-Service Area-Zone 5 | PWD MAYPORT
MAYPOR-PW-SA-5 | UMA435000606 | SYSTEM VALVE, V-46, GATE, 8, INCHES | K10 - Potable Water Utilities | K1020 - Distribution | K1020100 - Service Areas | 1 | EA | 1/1/1990 00:00:00 | NORTH Side of massey ave across from south wall | Mayport-Potable Water-Service Area-Zone 5 | PWD MAYPORT
MAYPOR-PW-SA-5 | UMA435000607 | SYSTEM VALVE, V-47, GATE, 12, INCHES | K10 - Potable Water Utilities | K1020 - Distribution | K1020100 - Service Areas | 1 | EA | 1/1/1990 00:00:00 | SE corner of bryce canyon st and massey ave, in front of bldg 191 | Mayport-Potable Water-Service Area-Zone 5 | PWD MAYPORT
MAYPOR-PW-SA-5 | UMA435000608 | SYSTEM VALVE, V-48, GATE, 12, INCHES | K10 - Potable Water Utilities | K1020 - Distribution | K1020100 - Service Areas | 1 | EA | 1/1/1990 00:00:00 | south side of massey, NW of bldg 2023 | Mayport-Potable Water-Service Area-Zone 5 | PWD MAYPORT
MAYPOR-PW-SA-5 | UMA435000609 | SYSTEM VALVE, V-49, GATE, 12, INCHES | K10 - Potable Water Utilities | K1020 - Distribution | K1020100 - Service Areas | 1 | EA | 1/1/1990 00:00:00 | south side of massey, NW of bldg 2023 | Mayport-Potable Water-Service Area-Zone 5 | PWD MAYPORT
MAYPOR-PW-SA-5 | UMA435000610 | SYSTEM VALVE, V-50, GATE, 12, INCHES | K10 - Potable Water Utilities | K1020 - Distribution | K1020100 - Service Areas | 1 | EA | 1/1/1990 00:00:00 | north side of massey ave, SE of E-3 wharf | Mayport-Potable Water-Service Area-Zone 5 | PWD MAYPORT
MAYPOR-PW-SA-5 | UMA435000611 | SYSTEM VALVE, V-51, GATE, 12, INCHES | K10 - Potable Water Utilities | K1020 - Distribution | K1020100 - Service Areas | 1 | EA | 1/1/1990 00:00:00 | south side of massey ave, north of bldg 2023 | Mayport-Potable Water-Service Area-Zone 5 | PWD MAYPORT
MAYPOR-PW-SA-5 | UMA435000612 | CONTROL VALVE, BFP-14, BACKFLOW PREVENTER DOUBLE CHECK | K10 - Potable Water Utilities | K1020 - Distribution | K1020100 - Service Areas | 1 | EA | 1/1/2000 00:00:00 |  | Mayport-Potable Water-Service Area-Zone 5 | PWD MAYPORT
MAYPOR-PW-SA-5 | UMA435000613 | SYSTEM VALVE, V-52, GATE, 12, INCHES | K10 - Potable Water Utilities | K1020 - Distribution | K1020100 - Service Areas | 1 | EA | 1/1/1990 00:00:00 | south side of massey ave, north of bldg 191A | Mayport-Potable Water-Service Area-Zone 5 | PWD MAYPORT
MAYPOR-PW-SA-5 | UMA435000614 | UEM,Hydrant, FH-406, Wet-Barrel | K10 - Potable Water Utilities | K1020 - Distribution | K1020100 - Service Areas | 1 | EA | 1/1/2015 00:00:00 | north of bldg 191A, south sideof massey ave | Mayport-Potable Water-Service Area-Zone 5 | PWD MAYPORT
MAYPOR-PW-SA-5 | UMA435000615 | SYSTEM VALVE, V-53, GATE, 12, INCHES | K10 - Potable Water Utilities | K1020 - Distribution | K1020100 - Service Areas | 1 | EA | 1/1/1990 00:00:00 | south side of massey ave, across from SERMC | Mayport-Potable Water-Service Area-Zone 5 | PWD MAYPORT
MAYPOR-PW-SA-5 | UMA435000616 | SYSTEM VALVE, V-54, GATE, 12, INCHES | K10 - Potable Water Utilities | K1020 - Distribution | K1020100 - Service Areas | 1 | EA | 1/1/1990 00:00:00 | SW corner of Supply St and Massey Ave | Mayport-Potable Water-Service Area-Zone 5 | PWD MAYPORT
MAYPOR-PW-SA-5 | UMA435000617 | SYSTEM VALVE, V-55, GATE, 10, INCHES | K10 - Potable Water Utilities | K1020 - Distribution | K1020100 - Service Areas | 1 | EA | 1/1/1990 00:00:00 | SW corner of Supply St and Massey Ave | Mayport-Potable Water-Service Area-Zone 5 | PWD MAYPORT
MAYPOR-PW-SA-5 | UMA435000618 | SYSTEM VALVE, V-56, GATE, 12, INCHES | K10 - Potable Water Utilities | K1020 - Distribution | K1020100 - Service Areas | 1 | EA | 1/1/1990 00:00:00 | SE corner of Supply St and Massey Ave | Mayport-Potable Water-Service Area-Zone 5 | PWD MAYPORT
MAYPOR-PW-SA-5 | UMA438000445 | PIPE, UGP-PW-SA-5, 8000, FEET | K10 - Potable Water Utilities | K1020 - Distribution | K1020100 - Service Areas | 1 | EA | 1/1/2000 00:00:00 |  | Mayport-Potable Water-Service Area-Zone 5 | PWD MAYPORT
MAYPOR-PW-SA-6 | S354215 | UEM,Mechanical Meter, SE_03_FW_BL_25_1, ADR, Other, 120320004 | K10 - Potable Water Utilities | K1020 - Distribution | K1020100 - Service Areas | 1 | EA | 1/1/2012 00:00:00 | BLDG #25 Auto Vehicle Maint. Facility (JC-H) | Mayport-Potable Water-Service Area-Zone 6 | PWD MAYPORT
MAYPOR-PW-SA-6 | S354226 | UEM,Mechanical Meter, SE_03_FW_BL_0190_1, ADR, Other, 120320142 | K10 - Potable Water Utilities | K1020 - Distribution | K1020100 - Service Areas | 1 | EA | 1/1/2012 00:00:00 | BLDG #190 ORDNANCE | Mayport-Potable Water-Service Area-Zone 6 | PWD MAYPORT
MAYPOR-PW-SA-6 | S354274 | UEM,Mechanical Meter, SE_03_FW_BL_243_1, ADR, Other, 120320013 | K10 - Potable Water Utilities | K1020 - Distribution | K1020100 - Service Areas | 1 | EA | 1/1/2012 00:00:00 | Possible BLDG# 243 READY STORAGE LOCKER TYPE 1.4 | Mayport-Potable Water-Service Area-Zone 6 | PWD MAYPORT
MAYPOR-PW-SA-6 | S354319 | UEM,Mechanical Meter, SE_03_FW_BL_324_1, ADR, Other, 120320022 | K10 - Potable Water Utilities | K1020 - Distribution | K1020120 - Storage | 1 | EA | 1/1/2012 00:00:00 | BLDG-324 | Mayport-Potable Water-Service Area-Zone 6 | PWD MAYPORT
MAYPOR-PW-SA-6 | S354681 | UEM,Mechanical Meter, SE_03_FW_BL_3_1, ADR, Other, 120320002 | K10 - Potable Water Utilities | K1020 - Distribution | K1020100 - Service Areas | 1 | EA | 1/1/2012 00:00:00 | NAVSO ADMIN BLDG-3 | Mayport-Potable Water-Service Area-Zone 6 | PWD MAYPORT
MAYPOR-PW-SA-6 | S354682 | UEM,Mechanical Meter, SE_03_FW_BL_243_1, ADR, Other, 120320144 | K10 - Potable Water Utilities | K1020 - Distribution | K1020100 - Service Areas | 1 | EA | 1/1/2012 00:00:00 | READY STORAGE LOCKER TYPE 1.4 | Mayport-Potable Water-Service Area-Zone 6 | PWD MAYPORT
MAYPOR-PW-SA-6 | S365202 | UEM,Mechanical Meter, SE_03_FW_BL_2277_01, Delivery, Other, 120320116 | K10 - Potable Water Utilities | K1020 - Distribution | K1020100 - Service Areas | 1 | EA | 1/1/2012 00:00:00 | BLDG-2277 4TH FLEET AREA | Mayport-Potable Water-Service Area-Zone 6 | PWD MAYPORT
MAYPOR-PW-SA-6 | S447437 | UEM,Control System, ANT-2051, Antenna | K10 - Potable Water Utilities | K1020 - Distribution | K1020100 - Service Areas | 1 | EA | 6/1/2011 00:00:00 |  | Mayport-Potable Water-Service Area-Zone 6 | PWD MAYPORT
MAYPOR-PW-SA-6 | S447474 | UEM,Control System, ANT-2277, Antenna | K10 - Potable Water Utilities | K1020 - Distribution | K1020100 - Service Areas | 1 | EA | 6/1/2011 00:00:00 |  | Mayport-Potable Water-Service Area-Zone 6 | PWD MAYPORT
MAYPOR-PW-SA-6 | S447478 | UEM,Control System, ANT-003, Antenna | K10 - Potable Water Utilities | K1020 - Distribution | K1020100 - Service Areas | 1 | EA | 6/1/2011 00:00:00 |  | Mayport-Potable Water-Service Area-Zone 6 | PWD MAYPORT
MAYPOR-PW-SA-6 | S447560 | UEM,Control System, ANT-1596-1, Antenna | K10 - Potable Water Utilities | K1020 - Distribution | K1020100 - Service Areas | 1 | EA | 6/1/2011 00:00:00 |  | Mayport-Potable Water-Service Area-Zone 6 | PWD MAYPORT
MAYPOR-PW-SA-6 | S447561 | UEM,Control System, ANT-1596-2, Antenna | K10 - Potable Water Utilities | K1020 - Distribution | K1020100 - Service Areas | 1 | EA | 6/1/2011 00:00:00 |  | Mayport-Potable Water-Service Area-Zone 6 | PWD MAYPORT
MAYPOR-PW-SA-6 | S447619 | UEM,Control System, ANT-1878, Antenna | K10 - Potable Water Utilities | K1020 - Distribution | K1020100 - Service Areas | 1 | EA | 6/1/2011 00:00:00 |  | Mayport-Potable Water-Service Area-Zone 6 | PWD MAYPORT
MAYPOR-PW-SA-6 | UMA436000100 | SYSTEM VALVE, VALVE-1, CHECK, 8, INCHES | K10 - Potable Water Utilities | K1020 - Distribution | K1020100 - Service Areas | 1 | EA | 1/1/1975 00:00:00 | OLD MAINE ST ACROSS PARKING LOT ENT OF BLG 2038 | Mayport-Potable Water-Service Area-Zone 6 | PWD MAYPORT
MAYPOR-PW-SA-6 | UMA436000101 | SYSTEM VALVE, VAVLE-2, CHECK, 8, INCHES | K10 - Potable Water Utilities | K1020 - Distribution | K1020100 - Service Areas | 1 | EA | 1/1/1975 00:00:00 | IN FRONT OF BLG 1849, IN OLD MAINE ST | Mayport-Potable Water-Service Area-Zone 6 | PWD MAYPORT
MAYPOR-PW-SA-6 | UMA436000102 | SYSTEM VALVE, VALVE-3, CHECK, 8, INCHES | K10 - Potable Water Utilities | K1020 - Distribution | K1020100 - Service Areas | 1 | EA | 1/1/1975 00:00:00 | IN FRONT OF BLG 1849, IN ST OLD MAINE ST | Mayport-Potable Water-Service Area-Zone 6 | PWD MAYPORT
MAYPOR-PW-SA-6 | UMA436000103 | UEM,Hydrant, FH-512, Wet-Barrel | K10 - Potable Water Utilities | K1020 - Distribution | K1020100 - Service Areas | 1 | EA | 1/1/1975 00:00:00 | INTERSECTION OF OLD MAINE AND MADDOX AVE | Mayport-Potable Water-Service Area-Zone 6 | PWD MAYPORT
MAYPOR-PW-SA-6 | UMA436000104 | UEM,System Valve, VALVE FOR FH 512- 4, Gate, 8.0, Inches | K10 - Potable Water Utilities | K1020 - Distribution | K1020100 - Service Areas | 1 | EA | 1/1/1975 00:00:00 | INTERSECTION OLD MAINE ST AND MADDOX AVE | Mayport-Potable Water-Service Area-Zone 6 | PWD MAYPORT
MAYPOR-PW-SA-6 | UMA436000105 | UEM,Hydrant, FH-513, Wet-Barrel | K10 - Potable Water Utilities | K1020 - Distribution | K1020100 - Service Areas | 1 | EA | 1/1/1975 00:00:00 | PARKING LOT OFF MADDOX AVE. BASE OF HILL | Mayport-Potable Water-Service Area-Zone 6 | PWD MAYPORT
MAYPOR-PW-SA-6 | UMA436000106 | UEM,System Valve, VALVE FOR FH 513, Gate, 8.0, Inches | K10 - Potable Water Utilities | K1020 - Distribution | K1020100 - Service Areas | 1 | EA | 1/1/1975 00:00:00 | NORTH OF BLG 2305 | Mayport-Potable Water-Service Area-Zone 6 | PWD MAYPORT
MAYPOR-PW-SA-6 | UMA436000107 | CONTROL VALVE, BFP , BACKFLOW PREVENTER DOUBLE CHECK | K10 - Potable Water Utilities | K1020 - Distribution | K1020100 - Service Areas | 1 | EA | 1/1/1975 00:00:00 | NORTH OF BLG 2305 NEXT TO FH 513 | Mayport-Potable Water-Service Area-Zone 6 | PWD MAYPORT
MAYPOR-PW-SA-6 | UMA436000108 | UEM,Hydrant, FH-511, Wet-Barrel | K10 - Potable Water Utilities | K1020 - Distribution | K1020100 - Service Areas | 1 | EA | 1/1/1975 00:00:00 | IN FRONT OF BLG 3 ON OLD MAINST. | Mayport-Potable Water-Service Area-Zone 6 | PWD MAYPORT
MAYPOR-PW-SA-6 | UMA436000109 | UEM,System Valve, VALVE FOR FH 511, Gate, 8.0, Inches | K10 - Potable Water Utilities | K1020 - Distribution | K1020100 - Service Areas | 1 | EA | 1/1/1975 00:00:00 | ACROSS ST FROM BLG 3 | Mayport-Potable Water-Service Area-Zone 6 | PWD MAYPORT
MAYPOR-PW-SA-6 | UMA436000110 | SYSTEM VALVE, VALVE-4, CHECK, 8, INCHES | K10 - Potable Water Utilities | K1020 - Distribution | K1020100 - Service Areas | 1 | EA | 1/1/1975 00:00:00 | ON OLD MAINE AVE NEXT TO CURB ACROSS FROM BLG 3 | Mayport-Potable Water-Service Area-Zone 6 | PWD MAYPORT
MAYPOR-PW-SA-6 | UMA436000111 | SYSTEM VALVE, VALVE-5, CHECK, 8, INCHES | K10 - Potable Water Utilities | K1020 - Distribution | K1020100 - Service Areas | 1 | EA | 1/1/1975 00:00:00 | ADJ TO AIR CON UNITS FOR BLG 3 | Mayport-Potable Water-Service Area-Zone 6 | PWD MAYPORT
MAYPOR-PW-SA-6 | UMA436000112 | CONTROL VALVE, BFP BLG 1878 -1, BACKFLOW PREVENTER DOUBLE CHECK | K10 - Potable Water Utilities | K1020 - Distribution | K1020100 - Service Areas | 1 | EA | 1/1/1975 00:00:00 | BACK NORTH CORNER OF BLG 1878 | Mayport-Potable Water-Service Area-Zone 6 | PWD MAYPORT
MAYPOR-PW-SA-6 | UMA436000113 | CONTROL VALVE, BFP BLG 1878 - 2, BACKFLOW PREVENTER DOUBLE CHECK | K10 - Potable Water Utilities | K1020 - Distribution | K1020100 - Service Areas | 1 | EA | 1/1/1975 00:00:00 | BACK NORTHBCORNER OF BLG 1878 | Mayport-Potable Water-Service Area-Zone 6 | PWD MAYPORT
MAYPOR-PW-SA-6 | UMA436000114 | CONTROL VALVE, BFP BLG 1878 - 3, BACKFLOW PREVENTER DOUBLE CHECK | K10 - Potable Water Utilities | K1020 - Distribution | K1020100 - Service Areas | 1 | EA | 1/1/1975 00:00:00 | LEFT OF BACK DOOR TO BLG 1878 | Mayport-Potable Water-Service Area-Zone 6 | PWD MAYPORT
MAYPOR-PW-SA-6 | UMA436000115 | CONTROL VALVE, BFP-2, BACKFLOW PREVENTER REDUCED PRESSURE | K10 - Potable Water Utilities | K1020 - Distribution | K1020100 - Service Areas | 1 | EA | 1/1/1975 00:00:00 | IN GRASS BEHIND BLG 2227 | Mayport-Potable Water-Service Area-Zone 6 | PWD MAYPORT
MAYPOR-PW-SA-6 | UMA436000116 | CONTROL VALVE, BFP-2, BACKFLOW PREVENTER DOUBLE CHECK | K10 - Potable Water Utilities | K1020 - Distribution | K1020100 - Service Areas | 1 | EA | 1/1/1975 00:00:00 | BEHIND BLG 227 IN GRASS | Mayport-Potable Water-Service Area-Zone 6 | PWD MAYPORT
MAYPOR-PW-SA-6 | UMA436000117 | SYSTEM VALVE, VAVLE-6, CHECK, 8, INCHES | K10 - Potable Water Utilities | K1020 - Distribution | K1020100 - Service Areas | 1 | EA | 1/1/1975 00:00:00 | ADJ TO SIDE WALK BEHIND BLG 227, NEXT TO PAVILLION | Mayport-Potable Water-Service Area-Zone 6 | PWD MAYPORT
MAYPOR-PW-SA-6 | UMA436000118 | SYSTEM VALVE, VALVE-7 , CHECK, 8, INCHES | K10 - Potable Water Utilities | K1020 - Distribution | K1020100 - Service Areas | 1 | EA | 1/1/1975 00:00:00 | ADJ TO CURB OF PARKING LOT BEHING BLG 2277, IN GRASS | Mayport-Potable Water-Service Area-Zone 6 | PWD MAYPORT
MAYPOR-PW-SA-6 | UMA436000119 | SYSTEM VALVE, VALVE-8, CHECK, 8, INCHES | K10 - Potable Water Utilities | K1020 - Distribution | K1020100 - Service Areas | 1 | EA | 1/1/1975 00:00:00 | IN PARKING LOT BEHIND BLG 2277 ADJ TO BLUE URB | Mayport-Potable Water-Service Area-Zone 6 | PWD MAYPORT
MAYPOR-PW-SA-6 | UMA436000120 | SYSTEM VALVE, VALVE-9, CHECK, 8, INCHES | K10 - Potable Water Utilities | K1020 - Distribution | K1020100 - Service Areas | 1 | EA | 1/1/1975 00:00:00 | BACK SE SIDE OF BLG 277 | Mayport-Potable Water-Service Area-Zone 6 | PWD MAYPORT
MAYPOR-PW-SA-6 | UMA436000121 | UEM,Hydrant, FH-516, Wet-Barrel | K10 - Potable Water Utilities | K1020 - Distribution | K1020100 - Service Areas | 1 | EA | 1/1/1997 00:00:00 | IN FRONT BLG 2051 | Mayport-Potable Water-Service Area-Zone 6 | PWD MAYPORT
MAYPOR-PW-SA-6 | UMA436000122 | UEM,System Valve, VAVLE FOR FH 516, Gate, 8.0, Inches | K10 - Potable Water Utilities | K1020 - Distribution | K1020100 - Service Areas | 1 | EA | 1/1/1975 00:00:00 | IN FRONT OF BLG 2051 | Mayport-Potable Water-Service Area-Zone 6 | PWD MAYPORT
MAYPOR-PW-SA-6 | UMA436000123 | CONTROL VALVE, BFP BLG 2051, BACKFLOW PREVENTER DOUBLE CHECK | K10 - Potable Water Utilities | K1020 - Distribution | K1020100 - Service Areas | 1 | EA | 1/1/1975 00:00:00 | IN PARKING LOT FOR BLG 2051 | Mayport-Potable Water-Service Area-Zone 6 | PWD MAYPORT
MAYPOR-PW-SA-6 | UMA436000124 | SYSTEM VALVE, VALVE-10, CHECK, 8, INCHES | K10 - Potable Water Utilities | K1020 - Distribution | K1020100 - Service Areas | 1 | EA | 1/1/1975 00:00:00 | NEXT TO BFP IN FRONT OF BLG 2051 | Mayport-Potable Water-Service Area-Zone 6 | PWD MAYPORT
MAYPOR-PW-SA-6 | UMA436000125 | SYSTEM VALVE, VALVE-11, CHECK, 8, INCHES | K10 - Potable Water Utilities | K1020 - Distribution | K1020100 - Service Areas | 1 | EA | 1/1/1975 00:00:00 | SOUTH OF BFP IN FRONT OF BLG 2051 | Mayport-Potable Water-Service Area-Zone 6 | PWD MAYPORT
MAYPOR-PW-SA-6 | UMA436000126 | SYSTEM VALVE, VAVLE-12, CHECK, 8, INCHES | K10 - Potable Water Utilities | K1020 - Distribution | K1020100 - Service Areas | 1 | EA | 1/1/1975 00:00:00 | IN GRASS ACROSS ST NORTH OF BLG 190 | Mayport-Potable Water-Service Area-Zone 6 | PWD MAYPORT
MAYPOR-PW-SA-6 | UMA436000127 | SYSTEM VALVE, VAVLE-13, CHECK, 8, INCHES | K10 - Potable Water Utilities | K1020 - Distribution | K1020100 - Service Areas | 1 | EA | 1/1/1975 00:00:00 | IN GRASS NEAR MEDIAN , FAR NORTH OF BLG 190 | Mayport-Potable Water-Service Area-Zone 6 | PWD MAYPORT
MAYPOR-PW-SA-6 | UMA436000128 | SYSTEM VALVE, VALVE-14, CHECK, 8, INCHES | K10 - Potable Water Utilities | K1020 - Distribution | K1020100 - Service Areas | 1 | EA | 1/1/1975 00:00:00 | PARKING LOT ENT FOR BLG 190 , NEXT TO STORM DRAIN | Mayport-Potable Water-Service Area-Zone 6 | PWD MAYPORT
MAYPOR-PW-SA-6 | UMA436000129 | CONTROL VALVE, BFP-3, BACKFLOW PREVENTER REDUCED PRESSURE | K10 - Potable Water Utilities | K1020 - Distribution | K1020100 - Service Areas | 1 | EA | 1/1/1975 00:00:00 | ACROSS FROM FENCED ELECTRICAL UNIT, CURB OF LOT FOR BLG 190 | Mayport-Potable Water-Service Area-Zone 6 | PWD MAYPORT
MAYPOR-PW-SA-6 | UMA436000130 | UEM,Hydrant, FH-510, Wet-Barrel | K10 - Potable Water Utilities | K1020 - Distribution | K1020100 - Service Areas | 1 | EA | 1/1/1997 00:00:00 | CORNER OF OLD MAINE ST AND MANLEY AVE | Mayport-Potable Water-Service Area-Zone 6 | PWD MAYPORT
MAYPOR-PW-SA-6 | UMA436000131 | SYSTEM VALVE, VAVLE- 15, CHECK, 8, INCHES | K10 - Potable Water Utilities | K1020 - Distribution | K1020100 - Service Areas | 1 | EA | 1/1/1975 00:00:00 | CORNER OF OLD MAIN ST AND MANELY AVE | Mayport-Potable Water-Service Area-Zone 6 | PWD MAYPORT
MAYPOR-PW-SA-6 | UMA436000132 | SYSTEM VALVE, VALVE-16, CHECK, 8, INCHES | K10 - Potable Water Utilities | K1020 - Distribution | K1020100 - Service Areas | 1 | EA | 1/1/1975 00:00:00 | IN STREET OF MANLEY AND OLD MAINE ST | Mayport-Potable Water-Service Area-Zone 6 | PWD MAYPORT
MAYPOR-PW-SA-6 | UMA436000133 | SYSTEM VALVE, VALVE-17, CHECK, 8, INCHES | K10 - Potable Water Utilities | K1020 - Distribution | K1020100 - Service Areas | 1 | EA | 1/1/1975 00:00:00 | IN STREET, CORNER OF OLD MAINE ST AND MANLEY AVE , CLOSEST TO BALL FIELD | Mayport-Potable Water-Service Area-Zone 6 | PWD MAYPORT
MAYPOR-PW-SA-6 | UMA438000447 | PIPE, UGP-PW-SA-6, 8000, FEET | K10 - Potable Water Utilities | K1020 - Distribution | K1020100 - Service Areas | 1 | EA | 1/1/2000 00:00:00 |  | Mayport-Potable Water-Service Area-Zone 6 | PWD MAYPORT
MAYPOR-PW-SA-7 | S354222 | UEM,Mechanical Meter, SE_03_FW_BL_38_1, ADR, Other, 120320006 | K10 - Potable Water Utilities | K1020 - Distribution | K1020100 - Service Areas | 1 | EA | 1/1/2012 00:00:00 | BLDG #38 MAINTENANCE | Mayport-Potable Water-Service Area-Zone 7 | PWD MAYPORT
MAYPOR-PW-SA-7 | S354225 | UEM,Mechanical Meter, SE_03_FW_BL_090_1, ADR, Other, 120320008 | K10 - Potable Water Utilities | K1020 - Distribution | K1020100 - Service Areas | 1 | EA | 1/1/2012 00:00:00 | BLDG #90 A/CRFT OP/TOWER/SAFETY (AIR OPS) | Mayport-Potable Water-Service Area-Zone 7 | PWD MAYPORT
MAYPOR-PW-SA-7 | S354339 | UEM,Mechanical Meter, SE_03_FW_BL_365_1, ADR, Other, 120320031 | K10 - Potable Water Utilities | K1020 - Distribution | K1020100 - Service Areas | 1 | EA | 1/1/2012 00:00:00 | BLDG-365 | Mayport-Potable Water-Service Area-Zone 7 | PWD MAYPORT
MAYPOR-PW-SA-7 | S354613 | UEM,Mechanical Meter, SE_03_FW_BL_424_1, ADR, Other, 120320034 | K10 - Potable Water Utilities | K1020 - Distribution | K1020100 - Service Areas | 1 | EA | 1/1/2012 00:00:00 | BLDG-424 | Mayport-Potable Water-Service Area-Zone 7 | PWD MAYPORT
MAYPOR-PW-SA-7 | S354617 | UEM,Mechanical Meter, SE_03_FW_BL_436_1, ADR, Other, 120320036 | K10 - Potable Water Utilities | K1020 - Distribution | K1020100 - Service Areas | 1 | EA | 1/1/2012 00:00:00 | BLDG-436 | Mayport-Potable Water-Service Area-Zone 7 | PWD MAYPORT
MAYPOR-PW-SA-7 | S355251 | UEM,Mechanical Meter, SE_03_FW_BL_1552A_1, ADR, Other, 120320118 | K10 - Potable Water Utilities | K1020 - Distribution | K1020100 - Service Areas | 1 | EA | 1/1/2012 00:00:00 | HSL 40 UTILITY PAD / SCREEN @ BLDG 1552A | Mayport-Potable Water-Service Area-Zone 7 | PWD MAYPORT
MAYPOR-PW-SA-7 | S355252 | UEM,Mechanical Meter, SE_03_FW_BL_1552B_1, ADR, Other, 120320119 | K10 - Potable Water Utilities | K1020 - Distribution | K1020100 - Service Areas | 1 | EA | 1/1/2012 00:00:00 | UTILITY PAD / SCREEN @ BLDG 1552 | Mayport-Potable Water-Service Area-Zone 7 | PWD MAYPORT
MAYPOR-PW-SA-7 | S355253 | UEM,Mechanical Meter, SE_03_FW_BL_1552D_1, ADR, Other, 120320120 | K10 - Potable Water Utilities | K1020 - Distribution | K1020100 - Service Areas | 1 | EA | 1/1/2012 00:00:00 | UTILITY PAD / SCREEN @ BLDG 1552 D | Mayport-Potable Water-Service Area-Zone 7 | PWD MAYPORT
MAYPOR-PW-SA-7 | S355254 | UEM,Mechanical Meter, SE_03_FW_BL_1552D_1, ADR, Other, 120320121 | K10 - Potable Water Utilities | K1020 - Distribution | K1020100 - Service Areas | 1 | EA | 1/1/2012 00:00:00 | UTILIY PAD/ SCREEN @1552D | Mayport-Potable Water-Service Area-Zone 7 | PWD MAYPORT
MAYPOR-PW-SA-7 | S355256 | UEM,Mechanical Meter, SE_03_FW_BL_1553_1, ADR, Other, 120320064 | K10 - Potable Water Utilities | K1020 - Distribution | K1020100 - Service Areas | 1 | EA | 1/1/2012 00:00:00 | AIRCRAFT INT. MAINT. FAC. WITH / CRANE BLDG-1553 | Mayport-Potable Water-Service Area-Zone 7 | PWD MAYPORT
MAYPOR-PW-SA-7 | S355283 | UEM,Mechanical Meter, SE_03_FW_BL_1554_1, ADR, Other, 120320065 | K10 - Potable Water Utilities | K1020 - Distribution | K1020100 - Service Areas | 1 | EA | 1/1/2012 00:00:00 | TWO METERS ON BUILDING. BLDG-1554 | Mayport-Potable Water-Service Area-Zone 7 | PWD MAYPORT
MAYPOR-PW-SA-7 | S355284 | UEM,Mechanical Meter, SE_03_FW_BL_1554_2, ADR, Other, 120320066 | K10 - Potable Water Utilities | K1020 - Distribution | K1020100 - Service Areas | 1 | EA | 1/1/2012 00:00:00 | TWO METERS ON BUILDING. BLDG-1554 | Mayport-Potable Water-Service Area-Zone 7 | PWD MAYPORT
MAYPOR-PW-SA-7 | S355285 | UEM,Mechanical Meter, SE_03_FW_BL_1555_1, ADR, Other, 120320067 | K10 - Potable Water Utilities | K1020 - Distribution | K1020100 - Service Areas | 1 | EA | 1/1/2012 00:00:00 | TWO METERS ON BUILDING. BLDG-1555 | Mayport-Potable Water-Service Area-Zone 7 | PWD MAYPORT
MAYPOR-PW-SA-7 | S355295 | UEM,Mechanical Meter, SE_03_FW_BL_1596_1, ADR, Other, 120320075 | K10 - Potable Water Utilities | K1020 - Distribution | K1020100 - Service Areas | 1 | EA | 1/1/2012 00:00:00 | TWO METERS ON BUILDING (PANDA EXPRESS BLDG-1596 | Mayport-Potable Water-Service Area-Zone 7 | PWD MAYPORT
MAYPOR-PW-SA-7 | S355296 | UEM,Mechanical Meter, SE_03_FW_ST_1596_2, ADR, Other, 120320076 | K10 - Potable Water Utilities | K1020 - Distribution | K1020100 - Service Areas | 1 | EA | 1/1/2012 00:00:00 | TWO METERS ON BUILDING (PANDA EXPRESS) BLDG-1596 | Mayport-Potable Water-Service Area-Zone 7 | PWD MAYPORT
MAYPOR-PW-SA-7 | S355297 | UEM,Mechanical Meter, SE_03_FW_BL_1600_1, ADR, Other, 120320077 | K10 - Potable Water Utilities | K1020 - Distribution | K1020100 - Service Areas | 1 | EA | 1/1/2012 00:00:00 | BLDG1600 IMRL WAREHOUSE | Mayport-Potable Water-Service Area-Zone 7 | PWD MAYPORT
MAYPOR-PW-SA-7 | S355298 | UEM,Mechanical Meter, SE_03_FW_BL_1607_1, ADR, Other, 120320132 | K10 - Potable Water Utilities | K1020 - Distribution | K1020100 - Service Areas | 1 | EA | 1/1/2012 00:00:00 | BLDG-1607 | Mayport-Potable Water-Service Area-Zone 7 | PWD MAYPORT
MAYPOR-PW-SA-7 | S355299 | UEM,Mechanical Meter, SE_03_FW_BL_1608_1, ADR, Other, 120320079 | K10 - Potable Water Utilities | K1020 - Distribution | K1020100 - Service Areas | 1 | EA | 1/1/2012 00:00:00 | BLDG-1608 | Mayport-Potable Water-Service Area-Zone 7 | PWD MAYPORT
MAYPOR-PW-SA-7 | S360689 | UEM,Mechanical Meter, S360689, ADR, Other, 120320092 | K10 - Potable Water Utilities | K1020 - Distribution | K1020100 - Service Areas | 1 | EA | 1/1/2012 00:00:00 | PMR FOR PEO SHIPS-F 1ST & 2ND FLOOR BLDG-1849 | Mayport-Potable Water-Service Area-Zone 7 | PWD MAYPORT
MAYPOR-PW-SA-7 | S364710 | UEM,Mechanical Meter, SE_03_FW_BL_1849_1, Delivery, Other, 120320085 | K10 - Potable Water Utilities | K1020 - Distribution | K1020100 - Service Areas | 1 | EA | 1/1/2012 00:00:00 | PMR FOR PEO SHIPS-F (1ST & 2ND FLOOR) BLDG-1849 | Mayport-Potable Water-Service Area-Zone 7 | PWD MAYPORT
MAYPOR-PW-SA-7 | S365160 | UEM,Mechanical Meter, SE_03_FW_BL_2038_01, Delivery, Other, 120320104 | K10 - Potable Water Utilities | K1020 - Distribution | K1020100 - Service Areas | 1 | EA | 1/1/2012 00:00:00 | ATRC TRAINING BUILDING / bldg. 2038 side of building | Mayport-Potable Water-Service Area-Zone 7 | PWD MAYPORT
MAYPOR-PW-SA-7 | S365177 | UEM,Mechanical Meter, SE_03_FW_BL_2085_01, Delivery, Other, 120320111 | K10 - Potable Water Utilities | K1020 - Distribution | K1020100 - Service Areas | 1 | EA | 1/1/2012 00:00:00 |  | Mayport-Potable Water-Service Area-Zone 7 | PWD MAYPORT
MAYPOR-PW-SA-7 | S436444 | UEM,Hydrant, FH-511, Wet-Barrel | K10 - Potable Water Utilities | K1020 - Distribution | K1020100 - Service Areas | 1 | EA | 1/1/1960 00:00:00 | OLD MAINE @ ENT. TO TRANS COMP | Mayport-Potable Water-Service Area-Zone 7 | PWD MAYPORT
MAYPOR-PW-SA-7 | S436584 | UEM,Hydrant, FH-807, Wet-Barrel | K10 - Potable Water Utilities | K1020 - Distribution | K1020100 - Service Areas | 1 | EA | 1/1/1990 00:00:00 | N SIDE 1552 RAMP (1343) | Mayport-Potable Water-Service Area-Zone 7 | PWD MAYPORT
MAYPOR-PW-SA-7 | S436585 | UEM,Hydrant, FH-824, Wet-Barrel | K10 - Potable Water Utilities | K1020 - Distribution | K1020100 - Service Areas | 1 | EA | 1/1/1990 00:00:00 | SEAHAWK LN @ HSL 48 | Mayport-Potable Water-Service Area-Zone 7 | PWD MAYPORT
MAYPOR-PW-SA-7 | S447435 | UEM,Control System, ANT-2039, Antenna | K10 - Potable Water Utilities | K1020 - Distribution | K1020100 - Service Areas | 1 | EA | 6/1/2011 00:00:00 |  | Mayport-Potable Water-Service Area-Zone 7 | PWD MAYPORT
MAYPOR-PW-SA-7 | S447442 | UEM,Control System, ANT-2085, Antenna | K10 - Potable Water Utilities | K1020 - Distribution | K1020100 - Service Areas | 1 | EA | 6/1/2011 00:00:00 |  | Mayport-Potable Water-Service Area-Zone 7 | PWD MAYPORT
MAYPOR-PW-SA-7 | S447479 | UEM,Control System, ANT-007, Antenna | K10 - Potable Water Utilities | K1020 - Distribution | K1020100 - Service Areas | 1 | EA | 6/1/2011 00:00:00 |  | Mayport-Potable Water-Service Area-Zone 7 | PWD MAYPORT
MAYPOR-PW-SA-7 | S447480 | UEM,Control System, ANT-007, Antenna | K10 - Potable Water Utilities | K1020 - Distribution | K1020100 - Service Areas | 1 | EA | 6/1/2011 00:00:00 |  | Mayport-Potable Water-Service Area-Zone 7 | PWD MAYPORT
MAYPOR-PW-SA-7 | S447483 | UEM,Control System, ANT-38, Antenna | K10 - Potable Water Utilities | K1020 - Distribution | K1020100 - Service Areas | 1 | EA | 6/1/2011 00:00:00 |  | Mayport-Potable Water-Service Area-Zone 7 | PWD MAYPORT
MAYPOR-PW-SA-7 | S447484 | UEM,Control System, ANT-90, Antenna | K10 - Potable Water Utilities | K1020 - Distribution | K1020100 - Service Areas | 1 | EA | 6/1/2011 00:00:00 |  | Mayport-Potable Water-Service Area-Zone 7 | PWD MAYPORT
MAYPOR-PW-SA-7 | S447504 | UEM,Control System, ANT-345, Antenna | K10 - Potable Water Utilities | K1020 - Distribution | K1020100 - Service Areas | 1 | EA | 6/1/2011 00:00:00 |  | Mayport-Potable Water-Service Area-Zone 7 | PWD MAYPORT
MAYPOR-PW-SA-7 | S447510 | UEM,Control System, ANT-365, Antenna | K10 - Potable Water Utilities | K1020 - Distribution | K1020100 - Service Areas | 1 | EA | 6/1/2011 00:00:00 |  | Mayport-Potable Water-Service Area-Zone 7 | PWD MAYPORT
MAYPOR-PW-SA-7 | S447514 | UEM,Control System, ANT-424, Antenna | K10 - Potable Water Utilities | K1020 - Distribution | K1020100 - Service Areas | 1 | EA | 6/1/2011 00:00:00 |  | Mayport-Potable Water-Service Area-Zone 7 | PWD MAYPORT
MAYPOR-PW-SA-7 | S447525 | UEM,Control System, ANT-1338, Antenna | K10 - Potable Water Utilities | K1020 - Distribution | K1020100 - Service Areas | 1 | EA | 6/1/2011 00:00:00 |  | Mayport-Potable Water-Service Area-Zone 7 | PWD MAYPORT
MAYPOR-PW-SA-7 | S447527 | UEM,Control System, ANT-1343-1, Antenna | K10 - Potable Water Utilities | K1020 - Distribution | K1020100 - Service Areas | 1 | EA | 6/1/2011 00:00:00 |  | Mayport-Potable Water-Service Area-Zone 7 | PWD MAYPORT
MAYPOR-PW-SA-7 | S447528 | UEM,Control System, ANT-1343-2, Antenna | K10 - Potable Water Utilities | K1020 - Distribution | K1020100 - Service Areas | 1 | EA | 6/1/2011 00:00:00 |  | Mayport-Potable Water-Service Area-Zone 7 | PWD MAYPORT
MAYPOR-PW-SA-7 | S447544 | UEM,Control System, ANT-1552-1, Antenna | K10 - Potable Water Utilities | K1020 - Distribution | K1020100 - Service Areas | 1 | EA | 6/1/2011 00:00:00 |  | Mayport-Potable Water-Service Area-Zone 7 | PWD MAYPORT
MAYPOR-PW-SA-7 | S447546 | UEM,Control System, ANT-1552-2, Antenna | K10 - Potable Water Utilities | K1020 - Distribution | K1020100 - Service Areas | 1 | EA | 6/1/2011 00:00:00 |  | Mayport-Potable Water-Service Area-Zone 7 | PWD MAYPORT
MAYPOR-PW-SA-7 | S447547 | UEM,Control System, ANT-1552-3, Antenna | K10 - Potable Water Utilities | K1020 - Distribution | K1020100 - Service Areas | 1 | EA | 6/1/2011 00:00:00 |  | Mayport-Potable Water-Service Area-Zone 7 | PWD MAYPORT
MAYPOR-PW-SA-7 | S447548 | UEM,Control System, ANT-1552-4, Antenna | K10 - Potable Water Utilities | K1020 - Distribution | K1020100 - Service Areas | 1 | EA | 6/1/2011 00:00:00 |  | Mayport-Potable Water-Service Area-Zone 7 | PWD MAYPORT
MAYPOR-PW-SA-7 | S447549 | UEM,Control System, ANT-1553, Antenna | K10 - Potable Water Utilities | K1020 - Distribution | K1020100 - Service Areas | 1 | EA | 6/1/2011 00:00:00 |  | Mayport-Potable Water-Service Area-Zone 7 | PWD MAYPORT
MAYPOR-PW-SA-7 | S447550 | UEM,Control System, ANT-1554-1, Antenna | K10 - Potable Water Utilities | K1020 - Distribution | K1020100 - Service Areas | 1 | EA | 6/1/2011 00:00:00 |  | Mayport-Potable Water-Service Area-Zone 7 | PWD MAYPORT
MAYPOR-PW-SA-7 | S447552 | UEM,Control System, ANT-1554-2, Antenna | K10 - Potable Water Utilities | K1020 - Distribution | K1020100 - Service Areas | 1 | EA | 6/1/2011 00:00:00 |  | Mayport-Potable Water-Service Area-Zone 7 | PWD MAYPORT
MAYPOR-PW-SA-7 | S447553 | UEM,Control System, ANT-1555, Antenna | K10 - Potable Water Utilities | K1020 - Distribution | K1020100 - Service Areas | 1 | EA | 6/1/2011 00:00:00 |  | Mayport-Potable Water-Service Area-Zone 7 | PWD MAYPORT
MAYPOR-PW-SA-7 | S447562 | UEM,Control System, ANT-1600, Antenna | K10 - Potable Water Utilities | K1020 - Distribution | K1020100 - Service Areas | 1 | EA | 6/1/2011 00:00:00 |  | Mayport-Potable Water-Service Area-Zone 7 | PWD MAYPORT
MAYPOR-PW-SA-7 | S447563 | UEM,Control System, ANT-1607-1, Antenna | K10 - Potable Water Utilities | K1020 - Distribution | K1020100 - Service Areas | 1 | EA | 6/1/2011 00:00:00 |  | Mayport-Potable Water-Service Area-Zone 7 | PWD MAYPORT
MAYPOR-PW-SA-7 | S447564 | UEM,Control System, ANT-1607-2, Antenna | K10 - Potable Water Utilities | K1020 - Distribution | K1020100 - Service Areas | 1 | EA | 6/1/2011 00:00:00 |  | Mayport-Potable Water-Service Area-Zone 7 | PWD MAYPORT
MAYPOR-PW-SA-7 | S447614 | UEM,Control System, ANT-1849, Antenna | K10 - Potable Water Utilities | K1020 - Distribution | K1020100 - Service Areas | 1 | EA | 6/1/2011 00:00:00 |  | Mayport-Potable Water-Service Area-Zone 7 | PWD MAYPORT
MAYPOR-PW-SA-7 | S448533 | UEM,System Valve, VALVE-803, Gate, 8.0, Inches | K10 - Potable Water Utilities | K1020 - Distribution | K1020100 - Service Areas | 1 | EA | 9/1/2023 00:00:00 | IN PARKING LOT BETWEEN BLDGS 1343 & 1345 | Mayport-Potable Water-Service Area-Zone 7 | PWD MAYPORT
MAYPOR-PW-SA-7 | S448534 | UEM,Hydrant, FH-804, Wet-Barrel | K10 - Potable Water Utilities | K1020 - Distribution | K1020100 - Service Areas | 1 | EA | 10/1/2023 00:00:00 | FRONT LEFT CORNER BLG 1343 NEAR LAMP | Mayport-Potable Water-Service Area-Zone 7 | PWD MAYPORT
MAYPOR-PW-SA-7 | S454650 | UEM,Control Valve, PIV-36, Flow Control | K10 - Potable Water Utilities | K1020 - Distribution | K1020100 - Service Areas | 1 | EA | 1/1/1980 00:00:00 | BLDG 2276 IN GRASS NEAR PARKING LOT | Mayport-Potable Water-Service Area-Zone 7 | PWD MAYPORT
MAYPOR-PW-SA-7 | S454651 | UEM,Control Valve, PIV-37, Flow Control | K10 - Potable Water Utilities | K1020 - Distribution | K1020100 - Service Areas | 1 | EA | 1/1/1980 00:00:00 | BLDG 2536 NORTHWEST CORNER | Mayport-Potable Water-Service Area-Zone 7 | PWD MAYPORT
MAYPOR-PW-SA-7 | S454652 | UEM,Control Valve, PIV-38, Flow Control | K10 - Potable Water Utilities | K1020 - Distribution | K1020100 - Service Areas | 1 | EA | 1/1/1980 00:00:00 | BLDG 1343 NORTHEAST CORNER | Mayport-Potable Water-Service Area-Zone 7 | PWD MAYPORT
MAYPOR-PW-SA-7 | S454654 | UEM,Control Valve, PIV-39, Flow Control | K10 - Potable Water Utilities | K1020 - Distribution | K1020100 - Service Areas | 1 | EA | 1/1/1980 00:00:00 | BLDG 1554 EAST SIDE NEAR FENCE AT THE PARKING AREA | Mayport-Potable Water-Service Area-Zone 7 | PWD MAYPORT
MAYPOR-PW-SA-7 | S454655 | UEM,Control Valve, PIV-40, Flow Control | K10 - Potable Water Utilities | K1020 - Distribution | K1020100 - Service Areas | 1 | EA | 1/1/1980 00:00:00 | BLDG 1554 NORTHEAST SIDE NEAR FENCE AT THE PARKING AREA | Mayport-Potable Water-Service Area-Zone 7 | PWD MAYPORT
MAYPOR-PW-SA-7 | S456035 | UEM,Control Valve, PIV-41, Flow Control | K10 - Potable Water Utilities | K1020 - Distribution | K1020100 - Service Areas | 1 | EA | 1/1/1980 00:00:00 | BLDG 1552 South of bldg. along Sea Hawk Ln. East | Mayport-Potable Water-Service Area-Zone 7 | PWD MAYPORT
MAYPOR-PW-SA-7 | S456041 | UEM,Control Valve, PIV-42, Flow Control | K10 - Potable Water Utilities | K1020 - Distribution | K1020100 - Service Areas | 1 | EA | 1/1/1980 00:00:00 | BLDG 1552 South of bldg. along Sea Hawk Ln. CENTER IN GRASS AREA | Mayport-Potable Water-Service Area-Zone 7 | PWD MAYPORT
MAYPOR-PW-SA-7 | S456044 | UEM,Control Valve, PIV-43, Flow Control | K10 - Potable Water Utilities | K1020 - Distribution | K1020100 - Service Areas | 1 | EA | 1/1/1980 00:00:00 | BLDG 1552 South of bldg. along Sea Hawk Ln WEST | Mayport-Potable Water-Service Area-Zone 7 | PWD MAYPORT
MAYPOR-PW-SA-7 | S456046 | UEM,Control Valve, PIV-44, Flow Control | K10 - Potable Water Utilities | K1020 - Distribution | K1020100 - Service Areas | 1 | EA | 1/1/1980 00:00:00 | BLDG 1552 South of bldg. along Sea Hawk Ln FAR WEST | Mayport-Potable Water-Service Area-Zone 7 | PWD MAYPORT
MAYPOR-PW-SA-7 | S456084 | UEM,Control Valve, PIV-45, Flow Control | K10 - Potable Water Utilities | K1020 - Distribution | K1020100 - Service Areas | 1 | EA | 1/1/1980 00:00:00 | BLDG 1555 NEXT TO WING AVE | Mayport-Potable Water-Service Area-Zone 7 | PWD MAYPORT
MAYPOR-PW-SA-7 | S456086 | UEM,Control Valve, PIV-48, Flow Control | K10 - Potable Water Utilities | K1020 - Distribution | K1020100 - Service Areas | 1 | EA | 1/1/1980 00:00:00 | BLDG 1555 @ Sidewalk/Red Hawk Ln. | Mayport-Potable Water-Service Area-Zone 7 | PWD MAYPORT
MAYPOR-PW-SA-7 | S456274 | UEM,Control Valve, PIV-46, Flow Control | K10 - Potable Water Utilities | K1020 - Distribution | K1020100 - Service Areas | 1 | EA | 1/1/1980 00:00:00 | BLDG 1555 @ East of Bldg. Mech Rm. | Mayport-Potable Water-Service Area-Zone 7 | PWD MAYPORT
MAYPOR-PW-SA-7 | S456276 | UEM,Control Valve, PIV-50, Flow Control | K10 - Potable Water Utilities | K1020 - Distribution | K1020100 - Service Areas | 1 | EA | 1/1/1980 00:00:00 | BLDG 1555 @ NW Corner at sidewalk to new addition | Mayport-Potable Water-Service Area-Zone 7 | PWD MAYPORT
MAYPOR-PW-SA-7 | S456279 | UEM,Control Valve, PIV-47, Flow Control | K10 - Potable Water Utilities | K1020 - Distribution | K1020100 - Service Areas | 1 | EA | 1/1/1980 00:00:00 | BLDG 1555 @ Northside of building near PIV-48 | Mayport-Potable Water-Service Area-Zone 7 | PWD MAYPORT
MAYPOR-PW-SA-7 | S456280 | UEM,Control Valve, PIV-45, Flow Control | K10 - Potable Water Utilities | K1020 - Distribution | K1020100 - Service Areas | 1 | EA | 1/1/1980 00:00:00 | BLDG 1555 @ NEAR WING AVE AND SIDEWALK | Mayport-Potable Water-Service Area-Zone 7 | PWD MAYPORT
MAYPOR-PW-SA-7 | S456281 | UEM,Control Valve, PIV-49, Flow Control | K10 - Potable Water Utilities | K1020 - Distribution | K1020100 - Service Areas | 1 | EA | 1/1/1980 00:00:00 | BLDG 1555 @ NW SIDE ON GRASS NEAR DRIVE | Mayport-Potable Water-Service Area-Zone 7 | PWD MAYPORT
MAYPOR-PW-SA-7 | UMA435000015 | MECHANICAL METER, FM-3C, DELIVERY, ELECTROMAGNETIC | K10 - Potable Water Utilities | K1010 - Production | K1010110 - Wells | 1 | EA | 1/1/2010 00:00:00 | BLDG-284 WELL-3 | Mayport-Potable Water-Service Area-Zone 7 | PWD MAYPORT
MAYPOR-PW-SA-7 | UMA436000055 | """SYSTEM VALVE, VALVE 8"""", CHECK, 8, INCHES""" | K10 - Potable Water Utilities | K1020 - Distribution | K1020100 - Service Areas | 1 | EA | 1/1/1975 00:00:00 | NORTH OF BLD 424 NEAR PARKING LOT ENTRANCE | Mayport-Potable Water-Service Area-Zone 7 | PWD MAYPORT
MAYPOR-PW-SA-7 | UMA436000056 | CONTROL VALVE, BFP FOR BLG 90, BACKFLOW PREVENTER DOUBLE CHECK | K10 - Potable Water Utilities | K1020 - Distribution | K1020100 - Service Areas | 1 | EA | 1/1/1975 00:00:00 | LEFT OF BLG 90 | Mayport-Potable Water-Service Area-Zone 7 | PWD MAYPORT
MAYPOR-PW-SA-7 | UMA436000057 | CONTROL VALVE, BFP FOR BLG 424, BACKFLOW PREVENTER DOUBLE CHECK | K10 - Potable Water Utilities | K1020 - Distribution | K1020100 - Service Areas | 1 | EA | 1/1/1975 00:00:00 | FRONT OF BLG 424 | Mayport-Potable Water-Service Area-Zone 7 | PWD MAYPORT
MAYPOR-PW-SA-7 | UMA436000058 | """SYSTEM VALVE, VALVE 8"""", CHECK, 8, INCHES""" | K10 - Potable Water Utilities | K1020 - Distribution | K1020100 - Service Areas | 1 | EA | 1/1/1975 00:00:00 | IN FRONT OF BLG 90, IN MIDDLE OF ST | Mayport-Potable Water-Service Area-Zone 7 | PWD MAYPORT
MAYPOR-PW-SA-7 | UMA436000059 | """SYSTEM VALVE, VALVE 10"""", CHECK, 10, INCHES""" | K10 - Potable Water Utilities | K1020 - Distribution | K1020100 - Service Areas | 1 | EA | 1/1/1975 00:00:00 | MIDDLE OF MAINE ST IN FRONT OF BLG 12 | Mayport-Potable Water-Service Area-Zone 7 | PWD MAYPORT
MAYPOR-PW-SA-7 | UMA436000060 | """SYSTEM VALVE, VALVE 6"""", CHECK, 8, INCHES""" | K10 - Potable Water Utilities | K1020 - Distribution | K1020100 - Service Areas | 1 | EA | 1/1/1975 00:00:00 | SOUTH OF BLG 12, IN PARKING LOT ENTRANCE | Mayport-Potable Water-Service Area-Zone 7 | PWD MAYPORT
MAYPOR-PW-SA-7 | UMA436000061 | CONTROL VALVE, BFP FOR BLG 12, BACKFLOW PREVENTER DOUBLE CHECK | K10 - Potable Water Utilities | K1020 - Distribution | K1020100 - Service Areas | 1 | EA | 1/1/1992 00:00:00 | S OF BLG 12 | Mayport-Potable Water-Service Area-Zone 7 | PWD MAYPORT
MAYPOR-PW-SA-7 | UMA436000062 | """SYSTEM VALVE, VALVE 8"""", CHECK, 8, INCHES""" | K10 - Potable Water Utilities | K1020 - Distribution | K1020100 - Service Areas | 1 | EA | 1/1/1992 00:00:00 | SIDEWALK FRONT BLG 12 | Mayport-Potable Water-Service Area-Zone 7 | PWD MAYPORT
MAYPOR-PW-SA-7 | UMA436000063 | """SYSTEM VALVE, VALVE 8"""", CHECK, 8, INCHES""" | K10 - Potable Water Utilities | K1020 - Distribution | K1020100 - Service Areas | 1 | EA | 1/1/1992 00:00:00 | BACK CORNER OF BLG 1338 PARKING LOT | Mayport-Potable Water-Service Area-Zone 7 | PWD MAYPORT
MAYPOR-PW-SA-7 | UMA436000064 | """SYSTEM VALVE, VALVE 6""""-1, CHECK, 6, INCHES""" | K10 - Potable Water Utilities | K1020 - Distribution | K1020100 - Service Areas | 1 | EA | 1/1/1992 00:00:00 | CORNER OF LAMP AVE BY WATER TANK | Mayport-Potable Water-Service Area-Zone 7 | PWD MAYPORT
MAYPOR-PW-SA-7 | UMA436000065 | """SYSTEM VALVE, VALVE 12""""-2, CHECK, 6, INCHES""" | K10 - Potable Water Utilities | K1020 - Distribution | K1020100 - Service Areas | 1 | EA | 1/1/1992 00:00:00 | CORNER OF LAMP AVE BY WATER TANK | Mayport-Potable Water-Service Area-Zone 7 | PWD MAYPORT
MAYPOR-PW-SA-7 | UMA436000066 | """SYSTEM VALVE, VALVE 12"""", CHECK, 12, INCHES""" | K10 - Potable Water Utilities | K1020 - Distribution | K1020100 - Service Areas | 1 | EA | 1/1/1992 00:00:00 | N OF TANK 1345 W/ CONCRETE SLAB | Mayport-Potable Water-Service Area-Zone 7 | PWD MAYPORT
MAYPOR-PW-SA-7 | UMA436000067 | """SYSTEM VALVE, VALVE 12"""", CHECK, 12, INCHES""" | K10 - Potable Water Utilities | K1020 - Distribution | K1020100 - Service Areas | 1 | EA | 1/1/1992 00:00:00 | EAST OF SLAB BY TANK 1345 | Mayport-Potable Water-Service Area-Zone 7 | PWD MAYPORT
MAYPOR-PW-SA-7 | UMA436000068 | CONTROL VALVE, BFP FOR BLG 1343, BACKFLOW PREVENTER DOUBLE CHECK | K10 - Potable Water Utilities | K1020 - Distribution | K1020100 - Service Areas | 1 | EA | 1/1/1992 00:00:00 | RT OF BLG 1343 | Mayport-Potable Water-Service Area-Zone 7 | PWD MAYPORT
MAYPOR-PW-SA-7 | UMA436000069 | UEM,Hydrant, FH-806, Wet-Barrel | K10 - Potable Water Utilities | K1020 - Distribution | K1020100 - Service Areas | 1 | EA | 1/1/1992 00:00:00 | BEHIND FENCED AREA BLG 1343 | Mayport-Potable Water-Service Area-Zone 7 | PWD MAYPORT
MAYPOR-PW-SA-7 | UMA436000134 | UEM,Hydrant, FH-508, Wet-Barrel | K10 - Potable Water Utilities | K1020 - Distribution | K1020100 - Service Areas | 1 | EA | 1/1/1993 00:00:00 | MANLEY AVE ACROSS FROM SUB STATION | Mayport-Potable Water-Service Area-Zone 7 | PWD MAYPORT
MAYPOR-PW-SA-7 | UMA436000135 | UEM,System Valve, VALVE FOR FH 508, Gate, 8.0, Inches | K10 - Potable Water Utilities | K1020 - Distribution | K1020100 - Service Areas | 1 | EA | 1/1/1975 00:00:00 | ACROSS FROM FIRE DEPT, ON MANLEY AVE | Mayport-Potable Water-Service Area-Zone 7 | PWD MAYPORT
MAYPOR-PW-SA-7 | UMA436000137 | SYSTEM VALVE, VALVE FOR FIRE HYDRANT, CHECK, 6, INCHES | K10 - Potable Water Utilities | K1020 - Distribution | K1020100 - Service Areas | 1 | EA | 1/1/1992 00:00:00 | FIRE HYDRANT FRONT LEFT OF BLG 1343 | Mayport-Potable Water-Service Area-Zone 7 | PWD MAYPORT
MAYPOR-PW-SA-7 | UMA436000138 | UEM,Hydrant, FH-805, Wet-Barrel | K10 - Potable Water Utilities | K1020 - Distribution | K1020100 - Service Areas | 1 | EA | 1/1/1991 00:00:00 | BACK LEFT CORNER OF BLG 1343 ON FLIGHT LINE | Mayport-Potable Water-Service Area-Zone 7 | PWD MAYPORT
MAYPOR-PW-SA-7 | UMA436000139 | SYSTEM VALVE, VALVE FOR FIRE HYDRANT, CHECK, 4, INCHES | K10 - Potable Water Utilities | K1020 - Distribution | K1020100 - Service Areas | 1 | EA | 1/1/1992 00:00:00 | BACK LEFT CORNER OF BLG 1343 | Mayport-Potable Water-Service Area-Zone 7 | PWD MAYPORT
MAYPOR-PW-SA-7 | UMA436000140 | SYSTEM VALVE, VALVE-1, CHECK, 4, INCHES | K10 - Potable Water Utilities | K1020 - Distribution | K1020100 - Service Areas | 1 | EA | 1/1/1992 00:00:00 | PARKING LOT LEFT OF BLG 1343, IN FRONT OF GATE TO AIRFIELD | Mayport-Potable Water-Service Area-Zone 7 | PWD MAYPORT
MAYPOR-PW-SA-7 | UMA436000141 | UEM,Hydrant, FH-816, Wet-Barrel | K10 - Potable Water Utilities | K1020 - Distribution | K1020100 - Service Areas | 1 | EA | 1/1/1982 00:00:00 | PARKING LOT LFT 1343, ALONG FENCE OF BLG 1554 | Mayport-Potable Water-Service Area-Zone 7 | PWD MAYPORT
MAYPOR-PW-SA-7 | UMA436000143 | SYSTEM VALVE, VALVE-2, CHECK, 4, INCHES | K10 - Potable Water Utilities | K1020 - Distribution | K1020100 - Service Areas | 1 | EA | 1/1/1992 00:00:00 | IN FRONT OF PARKING LOT LEFT OF 1343, ROW CLOSEST TO 1554 | Mayport-Potable Water-Service Area-Zone 7 | PWD MAYPORT
MAYPOR-PW-SA-7 | UMA436000144 | UEM,System Valve, VALVE FOR FH, Gate, 8.0, Inches | K10 - Potable Water Utilities | K1020 - Distribution | K1020100 - Service Areas | 1 | EA | 1/1/1992 00:00:00 | PARKING LOT OF 1343, ALONG FENCE OF 1554 | Mayport-Potable Water-Service Area-Zone 7 | PWD MAYPORT
MAYPOR-PW-SA-7 | UMA436000146 | UEM,Hydrant, FH-815, Wet-Barrel | K10 - Potable Water Utilities | K1020 - Distribution | K1020100 - Service Areas | 1 | EA | 1/1/1984 00:00:00 | SEAHAWK DR NE CORNER BLG 1554 | Mayport-Potable Water-Service Area-Zone 7 | PWD MAYPORT
MAYPOR-PW-SA-7 | UMA436000147 | SYSTEM VALVE, VALVE-3, CHECK, 8, INCHES | K10 - Potable Water Utilities | K1020 - Distribution | K1020100 - Service Areas | 1 | EA | 1/1/1992 00:00:00 | FAR EAST, PARKING LOT FOR BLG 1552, IN GRASS ADJ TO SEAHAWK DR. | Mayport-Potable Water-Service Area-Zone 7 | PWD MAYPORT
MAYPOR-PW-SA-7 | UMA436000148 | UEM,Hydrant, FH-507, Wet-Barrel | K10 - Potable Water Utilities | K1020 - Distribution | K1020100 - Service Areas | 1 | EA | 1/1/1984 00:00:00 | BETWEEN BLDGS 38 AND 12 | Mayport-Potable Water-Service Area-Zone 7 | PWD MAYPORT
MAYPOR-PW-SA-7 | UMA436000149 | UEM,System Valve, VALVE FOR FH, Gate, 8.0, Inches | K10 - Potable Water Utilities | K1020 - Distribution | K1020100 - Service Areas | 1 | EA | 1/1/1992 00:00:00 | ADJ TO ELECTRICAL BOX 410, SW 38, IN FRONT OF BLG 1552 | Mayport-Potable Water-Service Area-Zone 7 | PWD MAYPORT
MAYPOR-PW-SA-7 | UMA436000150 | SYSTEM VALVE, VALVE-4, CHECK, 8, INCHES | K10 - Potable Water Utilities | K1020 - Distribution | K1020100 - Service Areas | 1 | EA | 1/1/1992 00:00:00 | FARVEAST OF ELEC BOX 412 SW 39 front blg 1552 | Mayport-Potable Water-Service Area-Zone 7 | PWD MAYPORT
MAYPOR-PW-SA-7 | UMA436000151 | SYSTEM VALVE, VALVE-5, CHECK, 8, INCHES | K10 - Potable Water Utilities | K1020 - Distribution | K1020100 - Service Areas | 1 | EA | 1/1/1992 00:00:00 | FAR EAST OF ELEC BOX 412 SW 39, FRONT BLG 1552 | Mayport-Potable Water-Service Area-Zone 7 | PWD MAYPORT
MAYPOR-PW-SA-7 | UMA436000152 | CONTROL VALVE, BFP-1, BACKFLOW PREVENTER DOUBLE CHECK | K10 - Potable Water Utilities | K1020 - Distribution | K1020100 - Service Areas | 1 | EA | 1/1/1992 00:00:00 | FAR EAST OF ELEC BOX 412 SW 39 , FRONT BLG 1552 | Mayport-Potable Water-Service Area-Zone 7 | PWD MAYPORT
MAYPOR-PW-SA-7 | UMA436000153 | UEM,System Valve, VALVE FOR FH, Gate, 8.0, Inches | K10 - Potable Water Utilities | K1020 - Distribution | K1020100 - Service Areas | 1 | EA | 1/1/1992 00:00:00 | EAST OF MAIN SIGN FOR ENT TO PARKING LOT 1552 | Mayport-Potable Water-Service Area-Zone 7 | PWD MAYPORT
MAYPOR-PW-SA-7 | UMA436000154 | UEM,Hydrant, FH-814, Wet-Barrel | K10 - Potable Water Utilities | K1020 - Distribution | K1020100 - Service Areas | 1 | EA | 1/1/1984 00:00:00 | BEHIND MAIN SIGN FOR ENT TO PARKING LOT 1552 | Mayport-Potable Water-Service Area-Zone 7 | PWD MAYPORT
MAYPOR-PW-SA-7 | UMA436000155 | SYSTEM VALVE, VALVE-6, CHECK, 8, INCHES | K10 - Potable Water Utilities | K1020 - Distribution | K1020100 - Service Areas | 1 | EA | 1/1/1992 00:00:00 | MIDDLE OF ST, MAIN PARKING LOT ENT BLG 1552 | Mayport-Potable Water-Service Area-Zone 7 | PWD MAYPORT
MAYPOR-PW-SA-7 | UMA436000156 | SYSTEM VALVE, VALVE-7, CHECK, 8, INCHES | K10 - Potable Water Utilities | K1020 - Distribution | K1020100 - Service Areas | 1 | EA | 1/1/1992 00:00:00 | NORTH OF MAIN ENT PARKING LOT FOR BLG 1552 , BEFORE FLOWER BED | Mayport-Potable Water-Service Area-Zone 7 | PWD MAYPORT
MAYPOR-PW-SA-7 | UMA436000157 | HYDRANT, FH-1552-1, WET-BARREL | K10 - Potable Water Utilities | K1020 - Distribution | K1020100 - Service Areas | 1 | EA | 1/1/1984 00:00:00 | UNDERGROUND BEHIND 1552 ON LEFT | Mayport-Potable Water-Service Area-Zone 7 | PWD MAYPORT
MAYPOR-PW-SA-7 | UMA436000158 | HYDRANT, FH-1552-2, WET-BARREL | K10 - Potable Water Utilities | K1020 - Distribution | K1020100 - Service Areas | 1 | EA | 1/1/1984 00:00:00 | UNDERGROUND BEHIND 1552 IN MIDDLE | Mayport-Potable Water-Service Area-Zone 7 | PWD MAYPORT
MAYPOR-PW-SA-7 | UMA436000159 | HYDRANT, FH-1552-3, WET-BARREL | K10 - Potable Water Utilities | K1020 - Distribution | K1020100 - Service Areas | 1 | EA | 1/1/1984 00:00:00 | UNDERGROUND ,BEHIN BLG 1552, FAR RIGHT | Mayport-Potable Water-Service Area-Zone 7 | PWD MAYPORT
MAYPOR-PW-SA-7 | UMA436000160 | UEM,System Valve, VAVLE FOR FH-1, Gate, 8.0, Inches | K10 - Potable Water Utilities | K1020 - Distribution | K1020100 - Service Areas | 1 | EA | 1/1/1992 00:00:00 | BEHIND BLG 1552, ON LEFT | Mayport-Potable Water-Service Area-Zone 7 | PWD MAYPORT
MAYPOR-PW-SA-7 | UMA436000161 | UEM,System Valve, VALVE FOR FH-2, Gate, 8.0, Inches | K10 - Potable Water Utilities | K1020 - Distribution | K1020100 - Service Areas | 1 | EA | 1/1/1992 00:00:00 | BEHIND 1552, IN MIDDLE | Mayport-Potable Water-Service Area-Zone 7 | PWD MAYPORT
MAYPOR-PW-SA-7 | UMA436000162 | UEM,System Valve, HV-3, Gate, 8.0, Inches | K10 - Potable Water Utilities | K1020 - Distribution | K1020100 - Service Areas | 1 | EA | 1/1/1992 00:00:00 | BEHIND 1552, ON RT VALVE FOR HYDRANT-3 | Mayport-Potable Water-Service Area-Zone 7 | PWD MAYPORT
MAYPOR-PW-SA-7 | UMA436000163 | UEM,Hydrant, FH-826, Wet-Barrel | K10 - Potable Water Utilities | K1020 - Distribution | K1020100 - Service Areas | 1 | EA | 1/1/1984 00:00:00 | IN FRONT OF AIR FIELD TOWER 2215 | Mayport-Potable Water-Service Area-Zone 7 | PWD MAYPORT
MAYPOR-PW-SA-7 | UMA436000164 | UEM,System Valve, VALVE FOR FH 2215, Gate, 8.0, Inches | K10 - Potable Water Utilities | K1020 - Distribution | K1020100 - Service Areas | 1 | EA | 1/1/1992 00:00:00 | IN FRONT OF TOWER 2215 | Mayport-Potable Water-Service Area-Zone 7 | PWD MAYPORT
MAYPOR-PW-SA-7 | UMA436000165 | UEM,Hydrant, FH-827, Wet-Barrel | K10 - Potable Water Utilities | K1020 - Distribution | K1020100 - Service Areas | 1 | EA | 1/1/2010 00:00:00 | BLG 2288 INSIDE FLIGHTLINE FENCE AREA | Mayport-Potable Water-Service Area-Zone 7 | PWD MAYPORT
MAYPOR-PW-SA-7 | UMA436000166 | UEM,System Valve, VAVLE FOR FH 2288, Gate, 8.0, Inches | K10 - Potable Water Utilities | K1020 - Distribution | K1020100 - Service Areas | 1 | EA | 1/1/1992 00:00:00 | IN FRONT OF FH FOR 2288 | Mayport-Potable Water-Service Area-Zone 7 | PWD MAYPORT
MAYPOR-PW-SA-7 | UMA436000167 | SYSTEM VALVE, VALVE NEXT TO BFP B-2288, CHECK, 8, INCHES | K10 - Potable Water Utilities | K1020 - Distribution | K1020100 - Service Areas | 1 | EA | 1/1/1992 00:00:00 | NEXT TO BFP BLG 2288 | Mayport-Potable Water-Service Area-Zone 7 | PWD MAYPORT
MAYPOR-PW-SA-7 | UMA436000168 | CONTROL VALVE, BFP FOR BLG 2288, BACKFLOW PREVENTER DOUBLE CHECK | K10 - Potable Water Utilities | K1020 - Distribution | K1020100 - Service Areas | 1 | EA | 1/1/1992 00:00:00 | LEFT BLG 2288 | Mayport-Potable Water-Service Area-Zone 7 | PWD MAYPORT
MAYPOR-PW-SA-7 | UMA436000169 | SYSTEM VALVE, VALVE-8, CHECK, 8, INCHES | K10 - Potable Water Utilities | K1020 - Distribution | K1020100 - Service Areas | 1 | EA | 1/1/1992 00:00:00 | BETWEEN BLG 1552 AND 2215 IN RD | Mayport-Potable Water-Service Area-Zone 7 | PWD MAYPORT
MAYPOR-PW-SA-7 | UMA436000170 | CONTROL VALVE, BFP LEFT 1552 , BACKFLOW PREVENTER DOUBLE CHECK | K10 - Potable Water Utilities | K1020 - Distribution | K1020100 - Service Areas | 1 | EA | 1/1/1992 00:00:00 | BFP IN FRONT OF 1552, LEFT OF ELEC BOX 420 SW 40 | Mayport-Potable Water-Service Area-Zone 7 | PWD MAYPORT
MAYPOR-PW-SA-7 | UMA436000171 | UEM,Hydrant, FH-812, Wet-Barrel | K10 - Potable Water Utilities | K1020 - Distribution | K1020100 - Service Areas | 1 | EA | 1/1/1984 00:00:00 | FRONT LEFT BLG 1552, IN FRONT HSM 40 | Mayport-Potable Water-Service Area-Zone 7 | PWD MAYPORT
MAYPOR-PW-SA-7 | UMA436000172 | UEM,System Valve, VALVE FOR FH, Gate, 8.0, Inches | K10 - Potable Water Utilities | K1020 - Distribution | K1020100 - Service Areas | 1 | EA | 1/1/1992 00:00:00 | IN FRONT LEFT BG 1552, SIDE 1553, FRONT HSM 40 | Mayport-Potable Water-Service Area-Zone 7 | PWD MAYPORT
MAYPOR-PW-SA-7 | UMA436000173 | SYSTEM VALVE, VALVE-9, CHECK, 8, INCHES | K10 - Potable Water Utilities | K1020 - Distribution | K1020100 - Service Areas | 1 | EA | 1/1/1992 00:00:00 | IN PARKING LOT IN FRONT OF HSM 40, BLG 1552, BY SMOKE PIT | Mayport-Potable Water-Service Area-Zone 7 | PWD MAYPORT
MAYPOR-PW-SA-7 | UMA436000174 | SYSTEM VALVE, VALVE-10, CHECK, 8, INCHES | K10 - Potable Water Utilities | K1020 - Distribution | K1020100 - Service Areas | 1 | EA | 1/1/1992 00:00:00 | ACCESS ROAD TO FLIGHT LINE FAR OF 1552, BEHIND GATE | Mayport-Potable Water-Service Area-Zone 7 | PWD MAYPORT
MAYPOR-PW-SA-7 | UMA436000175 | SYSTEM VALVE, VALVE-11, CHECK, 8, INCHES | K10 - Potable Water Utilities | K1020 - Distribution | K1020100 - Service Areas | 1 | EA | 1/1/1992 00:00:00 | FAR LEFT 1552, ACCESS RD TO AIRFIELD BY PARKING LOT, BEHIND GATE | Mayport-Potable Water-Service Area-Zone 7 | PWD MAYPORT
MAYPOR-PW-SA-7 | UMA436000176 | SYSTEM VALVE, VALVE-12, CHECK, 8, INCHES | K10 - Potable Water Utilities | K1020 - Distribution | K1020100 - Service Areas | 1 | EA | 1/1/1992 00:00:00 | FAR LEFT OF PARKING LOT 1552, ACESS RD TO AIRFIELD, BEHIND GATE | Mayport-Potable Water-Service Area-Zone 7 | PWD MAYPORT
MAYPOR-PW-SA-7 | UMA436000177 | UEM,Hydrant, FH-811, Wet-Barrel | K10 - Potable Water Utilities | K1020 - Distribution | K1020100 - Service Areas | 1 | EA | 1/1/1984 00:00:00 | ACESS ROAD LEFT OF 1552 TO AIRFIELD, BETWEEN PARKING LOTS | Mayport-Potable Water-Service Area-Zone 7 | PWD MAYPORT
MAYPOR-PW-SA-7 | UMA436000178 | UEM,System Valve, VALVE FOR FH, Gate, 8.0, Inches | K10 - Potable Water Utilities | K1020 - Distribution | K1020100 - Service Areas | 1 | EA | 1/1/1992 00:00:00 | ACESS RD FAR LEFT BLG 1552, BETWEEN PARKING LOTS | Mayport-Potable Water-Service Area-Zone 7 | PWD MAYPORT
MAYPOR-PW-SA-7 | UMA436000179 | SYSTEM VALVE, VALVE-13, CHECK, 8, INCHES | K10 - Potable Water Utilities | K1020 - Distribution | K1020100 - Service Areas | 1 | EA | 1/1/1992 00:00:00 | CORNER GRASS SEAHAWK DR AND WING AVE | Mayport-Potable Water-Service Area-Zone 7 | PWD MAYPORT
MAYPOR-PW-SA-7 | UMA436000180 | SYSTEM VALVE, VALVE -14, CHECK, 8, INCHES | K10 - Potable Water Utilities | K1020 - Distribution | K1020100 - Service Areas | 1 | EA | 1/1/1992 00:00:00 | CORNER OF SEAHAWK AVE AND WING AVE, IN GRASS | Mayport-Potable Water-Service Area-Zone 7 | PWD MAYPORT
MAYPOR-PW-SA-7 | UMA436000181 | HYDRANT, FIRE HYDRANT , WET-BARREL | K10 - Potable Water Utilities | K1020 - Distribution | K1020100 - Service Areas | 1 | EA | 1/1/1984 00:00:00 | BEHIND 1555, EAST | Mayport-Potable Water-Service Area-Zone 7 | PWD MAYPORT
MAYPOR-PW-SA-7 | UMA436000182 | UEM,Hydrant, FH-821, Wet-Barrel | K10 - Potable Water Utilities | K1020 - Distribution | K1020100 - Service Areas | 1 | EA | 1/1/1984 00:00:00 | BEHIND 1555, WEST | Mayport-Potable Water-Service Area-Zone 7 | PWD MAYPORT
MAYPOR-PW-SA-7 | UMA436000183 | UEM,System Valve, VALVE FOR FH, Gate, 8.0, Inches | K10 - Potable Water Utilities | K1020 - Distribution | K1020100 - Service Areas | 1 | EA | 1/1/1975 00:00:00 | BEHIND 1555, WEST | Mayport-Potable Water-Service Area-Zone 7 | PWD MAYPORT
MAYPOR-PW-SA-7 | UMA436000184 | UEM,Hydrant, FH-820, Wet-Barrel | K10 - Potable Water Utilities | K1020 - Distribution | K1020100 - Service Areas | 1 | EA | 1/1/1983 00:00:00 | SIDE OF 1555 AND PATROL RD | Mayport-Potable Water-Service Area-Zone 7 | PWD MAYPORT
MAYPOR-PW-SA-7 | UMA436000185 | UEM,System Valve, VALVE FOR FH, Gate, 8.0, Inches | K10 - Potable Water Utilities | K1020 - Distribution | K1020100 - Service Areas | 1 | EA | 1/1/1975 00:00:00 | SIDE OF 1555 AND PATROL RD | Mayport-Potable Water-Service Area-Zone 7 | PWD MAYPORT
MAYPOR-PW-SA-7 | UMA436000186 | SYSTEM VALVE, VALVE-15, CHECK, 8, INCHES | K10 - Potable Water Utilities | K1020 - Distribution | K1020100 - Service Areas | 1 | EA | 1/1/1975 00:00:00 | SIDE OF 1555, PATROL RD, NEXT TO FENCED UNIT | Mayport-Potable Water-Service Area-Zone 7 | PWD MAYPORT
MAYPOR-PW-SA-7 | UMA436000187 | UEM,Hydrant, FH-819, Wet-Barrel | K10 - Potable Water Utilities | K1020 - Distribution | K1020100 - Service Areas | 1 | EA | 1/1/1986 00:00:00 | 1555 PARKING LOT | Mayport-Potable Water-Service Area-Zone 7 | PWD MAYPORT
MAYPOR-PW-SA-7 | UMA436000188 | SYSTEM VALVE, VAVLE-16, CHECK, 8, INCHES | K10 - Potable Water Utilities | K1020 - Distribution | K1020100 - Service Areas | 1 | EA | 1/1/1992 00:00:00 | BIKE RACKS BETWEEN 1555 AND 1553 | Mayport-Potable Water-Service Area-Zone 7 | PWD MAYPORT
MAYPOR-PW-SA-7 | UMA436000189 | SYSTEM VALVE, VALVE-17, CHECK, 8, INCHES | K10 - Potable Water Utilities | K1020 - Distribution | K1020100 - Service Areas | 1 | EA | 1/1/1992 00:00:00 | NEXT TO ELEC BOX 426 SW 41, RT OF BLG 1555 | Mayport-Potable Water-Service Area-Zone 7 | PWD MAYPORT
MAYPOR-PW-SA-7 | UMA436000190 | SYSTEM VALVE, VALVE-18, CHECK, 8, INCHES | K10 - Potable Water Utilities | K1020 - Distribution | K1020100 - Service Areas | 1 | EA | 1/1/1992 00:00:00 | NEXT TO ELEC BOX 426 SW 41, LT OF 1555 | Mayport-Potable Water-Service Area-Zone 7 | PWD MAYPORT
MAYPOR-PW-SA-7 | UMA436000191 | SYSTEM VALVE, VALVE-19, CHECK, 8, INCHES | K10 - Potable Water Utilities | K1020 - Distribution | K1020100 - Service Areas | 1 | EA | 1/1/1992 00:00:00 | BEHIND ELEC BOX 426 SW 41, BLG 1555 | Mayport-Potable Water-Service Area-Zone 7 | PWD MAYPORT
MAYPOR-PW-SA-7 | UMA436000192 | CONTROL VALVE, BFP FOR 1555, BACKFLOW PREVENTER DOUBLE CHECK | K10 - Potable Water Utilities | K1020 - Distribution | K1020100 - Service Areas | 1 | EA | 1/1/1992 00:00:00 | BEHIND ELEC BOX 430 SW 42, blg 1555 | Mayport-Potable Water-Service Area-Zone 7 | PWD MAYPORT
MAYPOR-PW-SA-7 | UMA436000193 | UEM,Hydrant, FH-818, Wet-Barrel | K10 - Potable Water Utilities | K1020 - Distribution | K1020100 - Service Areas | 1 | EA | 1/1/1983 00:00:00 | PARKING LOT ENT BLG 1553 AND WING AVE | Mayport-Potable Water-Service Area-Zone 7 | PWD MAYPORT
MAYPOR-PW-SA-7 | UMA436000194 | UEM,System Valve, VALVE FOR FH, Gate, 8.0, Inches | K10 - Potable Water Utilities | K1020 - Distribution | K1020100 - Service Areas | 1 | EA | 1/1/1992 00:00:00 | PARKING LOT ENT FOR BLG 1553 | Mayport-Potable Water-Service Area-Zone 7 | PWD MAYPORT
MAYPOR-PW-SA-7 | UMA436000195 | UEM,Hydrant, FH-822, Wet-Barrel | K10 - Potable Water Utilities | K1020 - Distribution | K1020100 - Service Areas | 1 | EA | 1/1/1984 00:00:00 | FRONT PARKING LOT ENT 1554, RED HAWK LANE | Mayport-Potable Water-Service Area-Zone 7 | PWD MAYPORT
MAYPOR-PW-SA-7 | UMA436000196 | UEM,Hydrant, FH-817, Wet-Barrel | K10 - Potable Water Utilities | K1020 - Distribution | K1020100 - Service Areas | 1 | EA | 1/1/1984 00:00:00 | SOUTHEAST 1554 ADJ SIDEWALK RED HAWK LN. | Mayport-Potable Water-Service Area-Zone 7 | PWD MAYPORT
MAYPOR-PW-SA-7 | UMA436000197 | UEM,System Valve, VALVE FOR FH, Gate, 8.0, Inches | K10 - Potable Water Utilities | K1020 - Distribution | K1020100 - Service Areas | 1 | EA | 1/1/1992 00:00:00 | EAST 1554 ADJ TO SIDEWALK | Mayport-Potable Water-Service Area-Zone 7 | PWD MAYPORT
MAYPOR-PW-SA-7 | UMA436000198 | HYDRANT, FIRE HYDRANT, WET-BARREL | K10 - Potable Water Utilities | K1020 - Distribution | K1020100 - Service Areas | 1 | EA | 1/1/1984 00:00:00 | NORTH EAST 1553 | Mayport-Potable Water-Service Area-Zone 7 | PWD MAYPORT
MAYPOR-PW-SA-7 | UMA436000199 | UEM,System Valve, VALVE FOR FH, Gate, 8.0, Inches | K10 - Potable Water Utilities | K1020 - Distribution | K1020100 - Service Areas | 1 | EA | 1/1/1992 00:00:00 | NORTH EAST 1553 | Mayport-Potable Water-Service Area-Zone 7 | PWD MAYPORT
MAYPOR-PW-SA-7 | UMA436000200 | UEM,Hydrant, FH-823, Wet-Barrel | K10 - Potable Water Utilities | K1020 - Distribution | K1020100 - Service Areas | 1 | EA | 1/1/1984 00:00:00 | EAST PARKING LOT ENT, BLG 1554, LAMP AVE | Mayport-Potable Water-Service Area-Zone 7 | PWD MAYPORT
MAYPOR-PW-SA-7 | UMA436000201 | UEM,System Valve, VALVE FOR FH, Gate, 8.0, Inches | K10 - Potable Water Utilities | K1020 - Distribution | K1020100 - Service Areas | 1 | EA | 1/1/1992 00:00:00 | EAST ENT PARKING LOT BLG 1554, SUPPLY IT | Mayport-Potable Water-Service Area-Zone 7 | PWD MAYPORT
MAYPOR-PW-SA-7 | UMA436000202 | CONTROL VALVE, BFP FO BLG 1554, BACKFLOW PREVENTER DOUBLE CHECK | K10 - Potable Water Utilities | K1020 - Distribution | K1020100 - Service Areas | 1 | EA | 1/1/1992 00:00:00 | FRONT RT OF BLG 1554 | Mayport-Potable Water-Service Area-Zone 7 | PWD MAYPORT
MAYPOR-PW-SA-7 | UMA436000203 | SYSTEM VALVE, VALVE-20, CHECK, 8, INCHES | K10 - Potable Water Utilities | K1020 - Distribution | K1020100 - Service Areas | 1 | EA | 1/1/1992 00:00:00 | FRONT OF 1554, EAST, GRASS | Mayport-Potable Water-Service Area-Zone 7 | PWD MAYPORT
MAYPOR-PW-SA-7 | UMA436000204 | SYSTEM VALVE, VALVE-21, CHECK, 8, INCHES | K10 - Potable Water Utilities | K1020 - Distribution | K1020100 - Service Areas | 1 | EA | 1/1/1992 00:00:00 | FRONT 1554, EAST GRASS | Mayport-Potable Water-Service Area-Zone 7 | PWD MAYPORT
MAYPOR-PW-SA-7 | UMA436000205 | HYDRANT, FIRE HYDRANT, WET-BARREL | K10 - Potable Water Utilities | K1020 - Distribution | K1020100 - Service Areas | 1 | EA | 1/1/1984 00:00:00 | SOUTH OF 365 | Mayport-Potable Water-Service Area-Zone 7 | PWD MAYPORT
MAYPOR-PW-SA-7 | UMA436000206 | UEM,System Valve, VALVE FOR FH, Gate, 8.0, Inches | K10 - Potable Water Utilities | K1020 - Distribution | K1020100 - Service Areas | 1 | EA | 1/1/1992 00:00:00 | SOUTH OF 365 | Mayport-Potable Water-Service Area-Zone 7 | PWD MAYPORT
MAYPOR-PW-SA-7 | UMA436000207 | SYSTEM VALVE, VALVE-22, CHECK, 8, INCHES | K10 - Potable Water Utilities | K1020 - Distribution | K1020100 - Service Areas | 1 | EA | 1/1/1992 00:00:00 | SOUTH WEST CORNER OF 365 | Mayport-Potable Water-Service Area-Zone 7 | PWD MAYPORT
MAYPOR-PW-SA-7 | UMA436000208 | CONTROL VALVE, BFP FOR 365, BACKFLOW PREVENTER DOUBLE CHECK | K10 - Potable Water Utilities | K1020 - Distribution | K1020100 - Service Areas | 1 | EA | 1/1/1992 00:00:00 | SOUTH WEST 365 | Mayport-Potable Water-Service Area-Zone 7 | PWD MAYPORT
MAYPOR-PW-SA-7 | UMA436000209 | UEM,Hydrant, FH-515, Wet-Barrel | K10 - Potable Water Utilities | K1020 - Distribution | K1020100 - Service Areas | 1 | EA | 1/1/1984 00:00:00 | SOUTH BLG 12 | Mayport-Potable Water-Service Area-Zone 7 | PWD MAYPORT
MAYPOR-PW-SA-7 | UMA436000210 | UEM,System Valve, VALVE FOR FH, Gate, 8.0, Inches | K10 - Potable Water Utilities | K1020 - Distribution | K1020100 - Service Areas | 1 | EA | 1/1/1992 00:00:00 | SOUTH BLG 12 | Mayport-Potable Water-Service Area-Zone 7 | PWD MAYPORT
MAYPOR-PW-SA-7 | UMA436000211 | SYSTEM VALVE, VALVE-23, CHECK, 8, INCHES | K10 - Potable Water Utilities | K1020 - Distribution | K1020100 - Service Areas | 1 | EA | 1/1/1992 00:00:00 | SOUTH EAST BLG 12 | Mayport-Potable Water-Service Area-Zone 7 | PWD MAYPORT
MAYPOR-PW-SA-7 | UMA436000212 | SYSTEM VALVE, VALVE-24, CHECK, 8, INCHES | K10 - Potable Water Utilities | K1020 - Distribution | K1020100 - Service Areas | 1 | EA | 1/1/1992 00:00:00 | EAST SIDE BLG 12 | Mayport-Potable Water-Service Area-Zone 7 | PWD MAYPORT
MAYPOR-PW-SA-7 | UMA436000213 | SYSTEM VALVE, VALVE-25, CHECK, 8, INCHES | K10 - Potable Water Utilities | K1020 - Distribution | K1020100 - Service Areas | 1 | EA | 1/1/1992 00:00:00 | NORTH EAST OF BLG 12 | Mayport-Potable Water-Service Area-Zone 7 | PWD MAYPORT
MAYPOR-PW-SA-7 | UMA436000214 | SYSTEM VALVE, VALVE-26, CHECK, 8, INCHES | K10 - Potable Water Utilities | K1020 - Distribution | K1020100 - Service Areas | 1 | EA | 1/1/1992 00:00:00 | NORTH EAST OF BLG 12 | Mayport-Potable Water-Service Area-Zone 7 | PWD MAYPORT
MAYPOR-PW-SA-7 | UMA436000215 | UEM,Hydrant, FH-2276 AND OLD MAIN, Wet-Barrel | K10 - Potable Water Utilities | K1020 - Distribution | K1020100 - Service Areas | 1 | EA | 1/1/1984 00:00:00 | IN FRONT 2276 | Mayport-Potable Water-Service Area-Zone 7 | PWD MAYPORT
MAYPOR-PW-SA-7 | UMA436000216 | UEM,System Valve, VALVE FOR FH, Gate, 8.0, Inches | K10 - Potable Water Utilities | K1020 - Distribution | K1020100 - Service Areas | 1 | EA | 1/1/1992 00:00:00 | IN FRONT OF BLG 2276 | Mayport-Potable Water-Service Area-Zone 7 | PWD MAYPORT
MAYPOR-PW-SA-7 | UMA436000217 | SYSTEM VALVE, VALVE-27, CHECK, 8, INCHES | K10 - Potable Water Utilities | K1020 - Distribution | K1020100 - Service Areas | 1 | EA | 1/1/1992 00:00:00 | ON SIDEWALK IN FRONT OF BLG 2276 | Mayport-Potable Water-Service Area-Zone 7 | PWD MAYPORT
MAYPOR-PW-SA-7 | UMA436000218 | CONTROL VALVE, BFP FOR BLG 2276, BACKFLOW PREVENTER DOUBLE CHECK | K10 - Potable Water Utilities | K1020 - Distribution | K1020100 - Service Areas | 1 | EA | 1/1/1992 00:00:00 | IN FRONT 2276 | Mayport-Potable Water-Service Area-Zone 7 | PWD MAYPORT
MAYPOR-PW-SA-7 | UMA436000219 | SYSTEM VALVE, VALVE-28, CHECK, 8, INCHES | K10 - Potable Water Utilities | K1020 - Distribution | K1020100 - Service Areas | 1 | EA | 1/1/1992 00:00:00 | OLD MAINE ST SE OF 2276, SIDE ST PARKING | Mayport-Potable Water-Service Area-Zone 7 | PWD MAYPORT
MAYPOR-PW-SA-7 | UMA436000220 | HYDRANT, FIRE HYDRANT, WET-BARREL | K10 - Potable Water Utilities | K1020 - Distribution | K1020100 - Service Areas | 1 | EA | 1/1/1993 00:00:00 | SOUTH BLG 1338 | Mayport-Potable Water-Service Area-Zone 7 | PWD MAYPORT
MAYPOR-PW-SA-7 | UMA436000221 | UEM,System Valve, VALVE FOR FH, Gate, 8.0, Inches | K10 - Potable Water Utilities | K1020 - Distribution | K1020100 - Service Areas | 1 | EA | 1/1/1992 00:00:00 | SOUTH 1338 | Mayport-Potable Water-Service Area-Zone 7 | PWD MAYPORT
MAYPOR-PW-SA-7 | UMA436000222 | UEM,Hydrant, FH-803, Wet-Barrel | K10 - Potable Water Utilities | K1020 - Distribution | K1020100 - Service Areas | 1 | EA | 1/1/1993 00:00:00 | BEHIND 1338, NEXT TO 1344 | Mayport-Potable Water-Service Area-Zone 7 | PWD MAYPORT
MAYPOR-PW-SA-7 | UMA436000223 | UEM,Hydrant, FH-285, Wet-Barrel | K10 - Potable Water Utilities | K1020 - Distribution | K1020100 - Service Areas | 1 | EA | 1/1/1987 00:00:00 | IN FRONT OF 2085 | Mayport-Potable Water-Service Area-Zone 7 | PWD MAYPORT
MAYPOR-PW-SA-7 | UMA436000224 | UEM,System Valve, VALVE FOR FH, Gate, 2.0, Inches | K10 - Potable Water Utilities | K1020 - Distribution | K1020100 - Service Areas | 1 | EA | 1/1/1992 00:00:00 | IN FRONT OF 2085 | Mayport-Potable Water-Service Area-Zone 7 | PWD MAYPORT
MAYPOR-PW-SA-7 | UMA436000225 | CONTROL VALVE, BFP FOR 2085, BACKFLOW PREVENTER DOUBLE CHECK | K10 - Potable Water Utilities | K1020 - Distribution | K1020100 - Service Areas | 1 | EA | 1/1/1992 00:00:00 | BETWN 2085 AND 1600 | Mayport-Potable Water-Service Area-Zone 7 | PWD MAYPORT
MAYPOR-PW-SA-7 | UMA436000226 | CONTROL VALVE, BFP FOR BLG 1600, BACKFLOW PREVENTER DOUBLE CHECK | K10 - Potable Water Utilities | K1020 - Distribution | K1020100 - Service Areas | 1 | EA | 1/1/1992 00:00:00 | BLG 1600 | Mayport-Potable Water-Service Area-Zone 7 | PWD MAYPORT
MAYPOR-PW-SA-7 | UMA436000227 | SYSTEM VALVE, VALVE-29, CHECK, 2, INCHES | K10 - Potable Water Utilities | K1020 - Distribution | K1020100 - Service Areas | 1 | EA | 1/1/1992 00:00:00 | SIDE OF BLG 2085 | Mayport-Potable Water-Service Area-Zone 7 | PWD MAYPORT
MAYPOR-PW-SA-7 | UMA436000228 | SYSTEM VALVE, VALVE-30, CHECK, 2, INCHES | K10 - Potable Water Utilities | K1020 - Distribution | K1020100 - Service Areas | 1 | EA | 1/1/1992 00:00:00 | NORTH BLG 1600 | Mayport-Potable Water-Service Area-Zone 7 | PWD MAYPORT
MAYPOR-PW-SA-7 | UMA436000229 | SYSTEM VALVE, VALVE-31, CHECK, 2, INCHES | K10 - Potable Water Utilities | K1020 - Distribution | K1020100 - Service Areas | 1 | EA | 1/1/1992 00:00:00 | NORTH BLG 1600 | Mayport-Potable Water-Service Area-Zone 7 | PWD MAYPORT
MAYPOR-PW-SA-7 | UMA436000230 | SYSTEM VALVE, VALVE-32, CHECK, 2, INCHES | K10 - Potable Water Utilities | K1020 - Distribution | K1020100 - Service Areas | 1 | EA | 1/1/1992 00:00:00 | SIDE OF 1563, ADJ TO ROAD | Mayport-Potable Water-Service Area-Zone 7 | PWD MAYPORT
MAYPOR-PW-SA-7 | UMA436000231 | SYSTEM VALVE, VALVE-33, CHECK, 2, INCHES | K10 - Potable Water Utilities | K1020 - Distribution | K1020100 - Service Areas | 1 | EA | 1/1/1992 00:00:00 | ENTRANCE TO BLG 1563 ON LEFT | Mayport-Potable Water-Service Area-Zone 7 | PWD MAYPORT
MAYPOR-PW-SA-7 | UMA438000448 | PIPE, UGP-PW-SA-8, 8000, FEET | K10 - Potable Water Utilities | K1020 - Distribution | K1020100 - Service Areas | 1 | EA | 1/1/2000 00:00:00 |  | Mayport-Potable Water-Service Area-Zone 7 | PWD MAYPORT
MAYPOR-PW-SA-8 | A122331 | UEM,Mechanical Meter, 1346LS-FM2, Intermediate, Other, 120320051 | K10 - Potable Water Utilities | K1020 - Distribution | K1020100 - Service Areas | 1 | EA | 1/1/2006 00:00:00 | Multi Ranger Flow Meter | Mayport-Potable Water-Service Area-Zone 8 | PWD MAYPORT
MAYPOR-PW-SA-8 | A123077 | UEM,Hydrant, FH-708, Wet-Barrel | K10 - Potable Water Utilities | K1020 - Distribution | K1020100 - Service Areas | 1 | EA | 1/1/1975 00:00:00 | MYP-FIRE HYDRANT FUELS RD 150' N OF 436 | Mayport-Potable Water-Service Area-Zone 8 | PWD MAYPORT
MAYPOR-PW-SA-8 | A123078 | UEM,Hydrant, FH-709, Wet-Barrel | K10 - Potable Water Utilities | K1020 - Distribution | K1020100 - Service Areas | 1 | EA | 1/1/1975 00:00:00 | MYP-FIRE HYDRANT FUELS RD @ bldg 436 | Mayport-Potable Water-Service Area-Zone 8 | PWD MAYPORT
MAYPOR-PW-SA-8 | A123927 | SYSTEM VALVE, VALVE LEFT OF BLD 436, CHECK, 4, INCHES | K10 - Potable Water Utilities | K1020 - Distribution | K1020100 - Service Areas | 1 | EA | 1/1/1975 00:00:00 | VALVE INSIDE GATE LEFT BLD 436 | Mayport-Potable Water-Service Area-Zone 8 | PWD MAYPORT
MAYPOR-PW-SA-8 | A124449 | UEM,System Valve, VALVE FOR FH 706 8, Gate, 8.0, Inches | K10 - Potable Water Utilities | K1020 - Distribution | K1020100 - Service Areas | 1 | EA | 1/1/1975 00:00:00 | """VALVE FOR FH 706 - 8""""""" | Mayport-Potable Water-Service Area-Zone 8 | PWD MAYPORT
MAYPOR-PW-SA-8 | A124450 | UEM,System Valve, VALVE FOR FH 707 8, Gate, 8.0, Inches | K10 - Potable Water Utilities | K1020 - Distribution | K1020100 - Service Areas | 1 | EA | 1/1/1965 00:00:00 | """VALVE FOR FH 707 - 8""""""" | Mayport-Potable Water-Service Area-Zone 8 | PWD MAYPORT
MAYPOR-PW-SA-8 | A124453 | SYSTEM VALVE, VALVE 709, CHECK, 8, INCHES | K10 - Potable Water Utilities | K1020 - Distribution | K1020100 - Service Areas | 1 | EA | 1/1/1965 00:00:00 | """VALVE FOR FH 709 - 8"""" IN FRONT OF BLD 436""" | Mayport-Potable Water-Service Area-Zone 8 | PWD MAYPORT
MAYPOR-PW-SA-8 | A124455 | UEM,System Valve, VALVE FOR FH 711, Gate, 8.0, Inches | K10 - Potable Water Utilities | K1020 - Distribution | K1020100 - Service Areas | 1 | EA | 1/1/1975 00:00:00 | """VALVE FOR FH 711 - 8""""""" | Mayport-Potable Water-Service Area-Zone 8 | PWD MAYPORT
MAYPOR-PW-SA-8 | A124457 | SYSTEM VALVE, VALVE 705 PATROL RD, CHECK, 8, INCHES | K10 - Potable Water Utilities | K1020 - Distribution | K1020100 - Service Areas | 1 | EA | 1/1/1965 00:00:00 | """VALVE #705 E SIDE PATROL RD @ ENT TO LIGHT HOUSE - 8""""""" | Mayport-Potable Water-Service Area-Zone 8 | PWD MAYPORT
MAYPOR-PW-SA-8 | S354279 | UEM,Mechanical Meter, SE_03_FW_BL_262_1, ADR, Other, 120320014 | K10 - Potable Water Utilities | K1020 - Distribution | K1020100 - Service Areas | 1 | EA | 1/1/2012 00:00:00 | BLDG-262 | Mayport-Potable Water-Service Area-Zone 8 | PWD MAYPORT
MAYPOR-PW-SA-8 | S354345 | UEM,Mechanical Meter, SE_03_FW_BL_413_1, ADR, Other, 120320033 | K10 - Potable Water Utilities | K1020 - Distribution | K1020100 - Service Areas | 1 | EA | 1/1/2012 00:00:00 | BLDG 413 AIR WPNS TRNG FAC/NAMTO | Mayport-Potable Water-Service Area-Zone 8 | PWD MAYPORT
MAYPOR-PW-SA-8 | S354853 | UEM,Mechanical Meter, SE_03_FW_BL_1380_1, ADR, Other, 120320055 | K10 - Potable Water Utilities | K1020 - Distribution | K1020100 - Service Areas | 1 | EA | 1/1/2012 00:00:00 |  | Mayport-Potable Water-Service Area-Zone 8 | PWD MAYPORT
MAYPOR-PW-SA-8 | S354854 | UEM,Mechanical Meter, SE_03_FW_BL_1388_1, ADR, Other, 120320056 | K10 - Potable Water Utilities | K1020 - Distribution | K1020100 - Service Areas | 1 | EA | 1/1/2012 00:00:00 | BLDG 1388 OPERATIONS TRAINING BLDG (FTC) | Mayport-Potable Water-Service Area-Zone 8 | PWD MAYPORT
MAYPOR-PW-SA-8 | S355185 | UEM,Mechanical Meter, SE_03_FW_BL_1442_1, ADR, Other, 120320060 | K10 - Potable Water Utilities | K1020 - Distribution | K1020100 - Service Areas | 1 | EA | 1/1/2012 00:00:00 |  | Mayport-Potable Water-Service Area-Zone 8 | PWD MAYPORT
MAYPOR-PW-SA-8 | S355186 | UEM,Mechanical Meter, SE_03_FW_BL_1346_1, ADR, Other, 120320051 | K10 - Potable Water Utilities | K1020 - Distribution | K1020100 - Service Areas | 1 | EA | 1/1/2012 00:00:00 | INSIDE 1346 OW PLANT NORTH OF 1460 NEAR FENCE. | Mayport-Potable Water-Service Area-Zone 8 | PWD MAYPORT
MAYPOR-PW-SA-8 | S355300 | UEM,Mechanical Meter, SE_03_FW_BL_1613_1, ADR, Other, 120320080 | K10 - Potable Water Utilities | K1020 - Distribution | K1020100 - Service Areas | 1 | EA | 1/1/2012 00:00:00 | BLDG1613 NAWCAD | Mayport-Potable Water-Service Area-Zone 8 | PWD MAYPORT
MAYPOR-PW-SA-8 | S355301 | UEM,Mechanical Meter, SE_03_FW_BL_1624_1, ADR, Other, 120320133 | K10 - Potable Water Utilities | K1020 - Distribution | K1020100 - Service Areas | 1 | EA | 1/1/2012 00:00:00 |  | Mayport-Potable Water-Service Area-Zone 8 | PWD MAYPORT
MAYPOR-PW-SA-8 | S365119 | UEM,Mechanical Meter, SE_03_FW_BL_1986_01, Delivery, Other, 120320098 | K10 - Potable Water Utilities | K1020 - Distribution | K1020100 - Service Areas | 1 | EA | 1/1/2012 00:00:00 | BLDG-1986 | Mayport-Potable Water-Service Area-Zone 8 | PWD MAYPORT
MAYPOR-PW-SA-8 | S365149 | UEM,Mechanical Meter, SE_03_FW_BL_2022_1, Delivery, Other, 120320101 | K10 - Potable Water Utilities | K1020 - Distribution | K1020100 - Service Areas | 1 | EA | 1/1/2012 00:00:00 | CAFSU/VET STORAGE BLDG-2022 | Mayport-Potable Water-Service Area-Zone 8 | PWD MAYPORT
MAYPOR-PW-SA-8 | S365153 | UEM,Mechanical Meter, SE_03_FW_BL_2025_01, Delivery, Other, 120320102 | K10 - Potable Water Utilities | K1020 - Distribution | K1020100 - Service Areas | 1 | EA | 1/1/2012 00:00:00 |  | Mayport-Potable Water-Service Area-Zone 8 | PWD MAYPORT
MAYPOR-PW-SA-8 | S365187 | UEM,Mechanical Meter, SE_03_FW_BL_2209_01, Delivery, Other, 120320135 | K10 - Potable Water Utilities | K1020 - Distribution | K1020100 - Service Areas | 1 | EA | 1/1/2012 00:00:00 | TOWER 1 FUEL DEPOT BLDG-2209 | Mayport-Potable Water-Service Area-Zone 8 | PWD MAYPORT
MAYPOR-PW-SA-8 | S447428 | UEM,Control System, ANT-1986, Antenna | K10 - Potable Water Utilities | K1020 - Distribution | K1020100 - Service Areas | 1 | EA | 6/1/2011 00:00:00 |  | Mayport-Potable Water-Service Area-Zone 8 | PWD MAYPORT
MAYPOR-PW-SA-8 | S447432 | UEM,Control System, ANT-2025, Antenna | K10 - Potable Water Utilities | K1020 - Distribution | K1020100 - Service Areas | 1 | EA | 6/1/2011 00:00:00 |  | Mayport-Potable Water-Service Area-Zone 8 | PWD MAYPORT
MAYPOR-PW-SA-8 | S447447 | UEM,Control System, ANT-2209, Antenna | K10 - Potable Water Utilities | K1020 - Distribution | K1020100 - Service Areas | 1 | EA | 6/1/2011 00:00:00 |  | Mayport-Potable Water-Service Area-Zone 8 | PWD MAYPORT
MAYPOR-PW-SA-8 | S447470 | UEM,Control System, ANT-2211, Antenna | K10 - Potable Water Utilities | K1020 - Distribution | K1020100 - Service Areas | 1 | EA | 6/1/2011 00:00:00 |  | Mayport-Potable Water-Service Area-Zone 8 | PWD MAYPORT
MAYPOR-PW-SA-8 | S447493 | UEM,Control System, ANT-262, Antenna | K10 - Potable Water Utilities | K1020 - Distribution | K1020100 - Service Areas | 1 | EA | 6/1/2011 00:00:00 |  | Mayport-Potable Water-Service Area-Zone 8 | PWD MAYPORT
MAYPOR-PW-SA-8 | S447515 | UEM,Control System, ANT-436, Antenna | K10 - Potable Water Utilities | K1020 - Distribution | K1020100 - Service Areas | 1 | EA | 6/1/2011 00:00:00 |  | Mayport-Potable Water-Service Area-Zone 8 | PWD MAYPORT
MAYPOR-PW-SA-8 | S447534 | UEM,Control System, ANT-1380, Antenna | K10 - Potable Water Utilities | K1020 - Distribution | K1020100 - Service Areas | 1 | EA | 6/1/2011 00:00:00 |  | Mayport-Potable Water-Service Area-Zone 8 | PWD MAYPORT
MAYPOR-PW-SA-8 | S447540 | UEM,Control System, ANT-1444, Antenna | K10 - Potable Water Utilities | K1020 - Distribution | K1020100 - Service Areas | 1 | EA | 6/1/2011 00:00:00 |  | Mayport-Potable Water-Service Area-Zone 8 | PWD MAYPORT
MAYPOR-PW-SA-8 | S447541 | UEM,Control System, ANT-1460, Antenna | K10 - Potable Water Utilities | K1020 - Distribution | K1020100 - Service Areas | 1 | EA | 6/1/2011 00:00:00 |  | Mayport-Potable Water-Service Area-Zone 8 | PWD MAYPORT
MAYPOR-PW-SA-8 | S447565 | UEM,Control System, ANT-1613, Antenna | K10 - Potable Water Utilities | K1020 - Distribution | K1020100 - Service Areas | 1 | EA | 6/1/2011 00:00:00 |  | Mayport-Potable Water-Service Area-Zone 8 | PWD MAYPORT
MAYPOR-PW-SA-8 | S447609 | UEM,Control System, ANT-1624, Antenna | K10 - Potable Water Utilities | K1020 - Distribution | K1020100 - Service Areas | 1 | EA | 6/1/2011 00:00:00 |  | Mayport-Potable Water-Service Area-Zone 8 | PWD MAYPORT
MAYPOR-PW-SA-8 | UMA272001146 | PIPE, UGP, 5000, FEET | K10 - Potable Water Utilities | K1020 - Distribution | K1020100 - Service Areas | 1 | EA | 1/1/1975 00:00:00 |  | Mayport-Potable Water-Service Area-Zone 8 | PWD MAYPORT
MAYPOR-PW-SA-8 | UMA436000002 | SYSTEM VALVE, VALVE FOR FH 710, GATE, 8, INCHES | K10 - Potable Water Utilities | K1020 - Distribution | K1020100 - Service Areas | 1 | EA | 1/1/1965 00:00:00 | FUELS RD | Mayport-Potable Water-Service Area-Zone 8 | PWD MAYPORT
MAYPOR-PW-SA-8 | UMA436000003 | UEM,Hydrant, FH-710, Wet-Barrel | K10 - Potable Water Utilities | K1020 - Distribution | K1020100 - Service Areas | 1 | EA | 1/1/1977 00:00:00 | FUELS RD NEAR 450A | Mayport-Potable Water-Service Area-Zone 8 | PWD MAYPORT
MAYPOR-PW-SA-8 | UMA436000004 | SYSTEM VALVE, VALVE BEHIND BLG 450A, CHECK, 8, INCHES | K10 - Potable Water Utilities | K1020 - Distribution | K1020100 - Service Areas | 1 | EA | 1/1/1965 00:00:00 | EAST ON FUELS RD | Mayport-Potable Water-Service Area-Zone 8 | PWD MAYPORT
MAYPOR-PW-SA-8 | UMA436000007 | SYSTEM VALVE, VALVE FOR FH 708, GATE, 8, INCHES | K10 - Potable Water Utilities | K1020 - Distribution | K1020100 - Service Areas | 1 | EA | 1/1/1965 00:00:00 | FUELS RD | Mayport-Potable Water-Service Area-Zone 8 | PWD MAYPORT
MAYPOR-PW-SA-8 | UMA436000011 | SYSTEM VALVE, BFP @ BLD 1380, CHECK, 1.0, INCHES | K10 - Potable Water Utilities | K1020 - Distribution | K1020100 - Service Areas | 1 | EA | 1/1/1975 00:00:00 | WEST OF BLDG 1380 | Mayport-Potable Water-Service Area-Zone 8 | PWD MAYPORT
MAYPOR-PW-SA-8 | UMA436000012 | SYSTEM VALVE, VALVE FOR BFP @ BLD 1380, CHECK, 1.0, INCHES | K10 - Potable Water Utilities | K1020 - Distribution | K1020100 - Service Areas | 1 | EA | 1/1/1965 00:00:00 | WEST OF BLDG 1380 | Mayport-Potable Water-Service Area-Zone 8 | PWD MAYPORT
MAYPOR-PW-SA-8 | UMA436000013 | HYDRANT, FIRE HYDRANT 707, WET-BARREL | K10 - Potable Water Utilities | K1020 - Distribution | K1020100 - Service Areas | 1 | EA | 1/1/1975 00:00:00 |  | Mayport-Potable Water-Service Area-Zone 8 | PWD MAYPORT
MAYPOR-PW-SA-8 | UMA436000014 | UEM,Hydrant, FH-706, Wet-Barrel | K10 - Potable Water Utilities | K1020 - Distribution | K1020100 - Service Areas | 1 | EA | 1/1/1975 00:00:00 | PATROL RD. OUTSIDE FENCE NEAR 2549 | Mayport-Potable Water-Service Area-Zone 8 | PWD MAYPORT
MAYPOR-PW-SA-8 | UMA436000015 | UEM,System Valve, VALVE OR FH 705, Gate, 8.0, Inches | K10 - Potable Water Utilities | K1020 - Distribution | K1020100 - Service Areas | 1 | EA | 1/1/1965 00:00:00 | FRONT OF BLG 1470/1471 | Mayport-Potable Water-Service Area-Zone 8 | PWD MAYPORT
MAYPOR-PW-SA-8 | UMA436000016 | UEM,Hydrant, FH-705, Wet-Barrel | K10 - Potable Water Utilities | K1020 - Distribution | K1020100 - Service Areas | 1 | EA | 1/1/1975 00:00:00 | IN FRONT OF BLDG 1470/1471 | Mayport-Potable Water-Service Area-Zone 8 | PWD MAYPORT
MAYPOR-PW-SA-8 | UMA436000017 | SYSTEM VALVE, VALVE LEFT OF FH 705, GATE, 8, INCHES | K10 - Potable Water Utilities | K1020 - Distribution | K1020100 - Service Areas | 1 | EA | 1/1/1975 00:00:00 | IN FRONT OF BLG1 1470 | Mayport-Potable Water-Service Area-Zone 8 | PWD MAYPORT
MAYPOR-PW-SA-8 | UMA436000018 | """SYSTEM VALVE, VALVE 8"""" , GATE, 8, INCHES""" | K10 - Potable Water Utilities | K1020 - Distribution | K1020100 - Service Areas | 1 | EA | 1/1/1975 00:00:00 | IN FRONT OF BLG 1470, EAST OF VEH STORAGE | Mayport-Potable Water-Service Area-Zone 8 | PWD MAYPORT
MAYPOR-PW-SA-8 | UMA436000019 | """SYSTEM VALVE, VALVE 4"""" BEHIND BLG 1470, GATE, 8, INCHES""" | K10 - Potable Water Utilities | K1020 - Distribution | K1020100 - Service Areas | 1 | EA | 1/1/1975 00:00:00 | BACK RT CORNER BLG 1470 | Mayport-Potable Water-Service Area-Zone 8 | PWD MAYPORT
MAYPOR-PW-SA-8 | UMA436000020 | SYSTEM VALVE, BFP BLG 1624, OTHER, 1.5, INCHES | K10 - Potable Water Utilities | K1020 - Distribution | K1020100 - Service Areas | 1 | EA | 1/1/2011 00:00:00 |  | Mayport-Potable Water-Service Area-Zone 8 | PWD MAYPORT
MAYPOR-PW-SA-8 | UMA436000021 | UEM,Hydrant, FH-704, Wet-Barrel | K10 - Potable Water Utilities | K1020 - Distribution | K1020100 - Service Areas | 1 | EA | 1/1/1975 00:00:00 | ON FUELS RD. HALFWAY TO FUEL FARM | Mayport-Potable Water-Service Area-Zone 8 | PWD MAYPORT
MAYPOR-PW-SA-8 | UMA436000022 | UEM,System Valve, VALVE 8 FOR FH 704, Gate, 8.0, Inches | K10 - Potable Water Utilities | K1020 - Distribution | K1020100 - Service Areas | 1 | EA | 1/1/1975 00:00:00 | FART EAST OF BLD 1470 | Mayport-Potable Water-Service Area-Zone 8 | PWD MAYPORT
MAYPOR-PW-SA-8 | UMA436000023 | CONTROL VALVE, BFP FOR BLG 262, BACKFLOW PREVENTER REDUCED PRESSURE | K10 - Potable Water Utilities | K1020 - Distribution | K1020100 - Service Areas | 1 | EA | 1/1/1975 00:00:00 | BFP FOR BLG 262 | Mayport-Potable Water-Service Area-Zone 8 | PWD MAYPORT
MAYPOR-PW-SA-8 | UMA436000024 | SYSTEM VALVE, BFP FOR BLG 2073, OTHER, 1.0, INCHES | K10 - Potable Water Utilities | K1020 - Distribution | K1020100 - Service Areas | 1 | EA | 1/1/1975 00:00:00 | FRONT OF BLG 2073 | Mayport-Potable Water-Service Area-Zone 8 | PWD MAYPORT
MAYPOR-PW-SA-8 | UMA436000025 | UEM,Hydrant, FH-703, Wet-Barrel | K10 - Potable Water Utilities | K1020 - Distribution | K1020100 - Service Areas | 1 | EA | 1/1/1975 00:00:00 | EAST OF BLG 262 IN SIDE FENCE ON FUELS RD. | Mayport-Potable Water-Service Area-Zone 8 | PWD MAYPORT
MAYPOR-PW-SA-8 | UMA436000026 | SYSTEM VALVE, VALVE FOR FH 703, GATE, 8, INCHES | K10 - Potable Water Utilities | K1020 - Distribution | K1020100 - Service Areas | 1 | EA | 1/1/1975 00:00:00 | EAST OF BLG 262 | Mayport-Potable Water-Service Area-Zone 8 | PWD MAYPORT
MAYPOR-PW-SA-8 | UMA436000027 | UEM,Hydrant, FH-702, Wet-Barrel | K10 - Potable Water Utilities | K1020 - Distribution | K1020100 - Service Areas | 1 | EA | 1/1/1975 00:00:00 | FUELS RD. NEAR 2047 | Mayport-Potable Water-Service Area-Zone 8 | PWD MAYPORT
MAYPOR-PW-SA-8 | UMA436000028 | SYSTEM VALVE, VALVE FOR FH 702, GATE, 8, INCHES | K10 - Potable Water Utilities | K1020 - Distribution | K1020100 - Service Areas | 1 | EA | 1/1/1975 00:00:00 | NORTH OF BLG 1442 | Mayport-Potable Water-Service Area-Zone 8 | PWD MAYPORT
MAYPOR-PW-SA-8 | UMA436000029 | UEM,Hydrant, FH-700, Wet-Barrel | K10 - Potable Water Utilities | K1020 - Distribution | K1020100 - Service Areas | 1 | EA | 1/1/1975 00:00:00 | IN FRONT OF BLG 2146 | Mayport-Potable Water-Service Area-Zone 8 | PWD MAYPORT
MAYPOR-PW-SA-8 | UMA436000030 | SYSTEM VALVE, VALVE FOR FH 700, GATE, 8, INCHES | K10 - Potable Water Utilities | K1020 - Distribution | K1020100 - Service Areas | 1 | EA | 1/1/1975 00:00:00 | IN FRONT OF BLG 2146 | Mayport-Potable Water-Service Area-Zone 8 | PWD MAYPORT
MAYPOR-PW-SA-8 | UMA436000031 | UEM,Hydrant, FH-701, Wet-Barrel | K10 - Potable Water Utilities | K1020 - Distribution | K1020100 - Service Areas | 1 | EA | 1/1/2013 00:00:00 | SOUTH OF T-2042 NEAR DIRT DRIVE | Mayport-Potable Water-Service Area-Zone 8 | PWD MAYPORT
MAYPOR-PW-SA-8 | UMA436000032 | SYSTEM VALVE, VALVE FOR FH , GATE, 8, INCHES | K10 - Potable Water Utilities | K1020 - Distribution | K1020100 - Service Areas | 1 | EA | 1/1/1975 00:00:00 | SOTH OF FUEL TANK F-76 T-2042 | Mayport-Potable Water-Service Area-Zone 8 | PWD MAYPORT
MAYPOR-PW-SA-8 | UMA436000033 | """SYSTEM VALVE, VALVE 8"""" , GATE, 8, INCHES""" | K10 - Potable Water Utilities | K1020 - Distribution | K1020100 - Service Areas | 1 | EA | 1/1/1975 00:00:00 | CENTER O DIRT ROAD BETWEEN FUEL TANK T-2042 AND T-2041 | Mayport-Potable Water-Service Area-Zone 8 | PWD MAYPORT
MAYPOR-PW-SA-8 | UMA436000034 | UEM,Hydrant, FH-716, Wet-Barrel | K10 - Potable Water Utilities | K1020 - Distribution | K1020100 - Service Areas | 1 | EA | 1/1/2013 00:00:00 | BACK OF FUEL TANK T-2041 | Mayport-Potable Water-Service Area-Zone 8 | PWD MAYPORT
MAYPOR-PW-SA-8 | UMA436000035 | UEM,Hydrant, FH-715, Wet-Barrel | K10 - Potable Water Utilities | K1020 - Distribution | K1020100 - Service Areas | 1 | EA | 1/1/1975 00:00:00 | BEHIND FUEL TANK T-2040 | Mayport-Potable Water-Service Area-Zone 8 | PWD MAYPORT
MAYPOR-PW-SA-8 | UMA436000036 | CONTROL VALVE, BFP FOR BLG 1460, BACKFLOW PREVENTER REDUCED PRESSURE | K10 - Potable Water Utilities | K1020 - Distribution | K1020100 - Service Areas | 1 | EA | 1/1/1975 00:00:00 | RIGHT OF BLG 1460 | Mayport-Potable Water-Service Area-Zone 8 | PWD MAYPORT
MAYPOR-PW-SA-8 | UMA436000037 | UEM,Hydrant, FH-712, Wet-Barrel | K10 - Potable Water Utilities | K1020 - Distribution | K1020100 - Service Areas | 1 | EA | 1/1/1975 00:00:00 | NORTH OF BLG 1602 | Mayport-Potable Water-Service Area-Zone 8 | PWD MAYPORT
MAYPOR-PW-SA-8 | UMA436000038 | UEM,System Valve, VALVE FOR FH 712, Gate, 10.0, Inches | K10 - Potable Water Utilities | K1020 - Distribution | K1020100 - Service Areas | 1 | EA | 1/1/1975 00:00:00 | NORTH OF BLG 1602 | Mayport-Potable Water-Service Area-Zone 8 | PWD MAYPORT
MAYPOR-PW-SA-8 | UMA436000039 | UEM,Hydrant, FH-713, Wet-Barrel | K10 - Potable Water Utilities | K1020 - Distribution | K1020100 - Service Areas | 1 | EA | 1/1/1985 00:00:00 | IN FRONT OF BLG 1613 | Mayport-Potable Water-Service Area-Zone 8 | PWD MAYPORT
MAYPOR-PW-SA-8 | UMA436000040 | UEM,System Valve, VALVE FOR FH, Gate, 10.0, Inches | K10 - Potable Water Utilities | K1020 - Distribution | K1020100 - Service Areas | 1 | EA | 1/1/1975 00:00:00 | VALVE FOR FH IN FRONT OF BLG 1613 | Mayport-Potable Water-Service Area-Zone 8 | PWD MAYPORT
MAYPOR-PW-SA-8 | UMA436000042 | """SYSTEM VALVE, VALVE 8"""", OTHER, 8, INCHES""" | K10 - Potable Water Utilities | K1020 - Distribution | K1020100 - Service Areas | 1 | EA | 1/1/1975 00:00:00 | VALVE SOUTH OF BLG 1613 IN ST OF PATROL RD | Mayport-Potable Water-Service Area-Zone 8 | PWD MAYPORT
MAYPOR-PW-SA-8 | UMA436000043 | UEM,Control Valve, BFP BLG 1613 SMALL, Backflow Preventer Double Check | K10 - Potable Water Utilities | K1020 - Distribution | K1020100 - Service Areas | 1 | EA | 1/1/1975 00:00:00 | SMALL BFP 2 FT FROM BLG 1613 | Mayport-Potable Water-Service Area-Zone 8 | PWD MAYPORT
MAYPOR-PW-SA-8 | UMA436000044 | SYSTEM VALVE, LARGE BFP FOR BL 1613, OTHER, 8, INCHES | K10 - Potable Water Utilities | K1020 - Distribution | K1020100 - Service Areas | 1 | EA | 1/1/1975 00:00:00 | LARGE BFP 6 FT FROM BLG 1613 | Mayport-Potable Water-Service Area-Zone 8 | PWD MAYPORT
MAYPOR-PW-SA-8 | UMA436000045 | """SYSTEM VALVE, VALVE 8"""", CHECK, 8, INCHES""" | K10 - Potable Water Utilities | K1020 - Distribution | K1020100 - Service Areas | 1 | EA | 1/1/1975 00:00:00 | BETWEEN BFPS LEFT SIDE BLD 1613 | Mayport-Potable Water-Service Area-Zone 8 | PWD MAYPORT
MAYPOR-PW-SA-8 | UMA436000046 | UEM,Hydrant, FH-714, Wet-Barrel | K10 - Potable Water Utilities | K1020 - Distribution | K1020100 - Service Areas | 1 | EA | 1/1/1985 00:00:00 | NEAR 1613A | Mayport-Potable Water-Service Area-Zone 8 | PWD MAYPORT
MAYPOR-PW-SA-8 | UMA436000048 | UEM,System Valve, VALVE 6 FOR FH, Gate, 6.0, Inches | K10 - Potable Water Utilities | K1020 - Distribution | K1020100 - Service Areas | 1 | EA | 1/1/1975 00:00:00 | EAST OF BLD 2022 | Mayport-Potable Water-Service Area-Zone 8 | PWD MAYPORT
MAYPOR-PW-SA-8 | UMA436000049 | """SYSTEM VALVE, VALVE 6"""", CHECK, 6, INCHES""" | K10 - Potable Water Utilities | K1020 - Distribution | K1020100 - Service Areas | 1 | EA | 1/1/1975 00:00:00 |  | Mayport-Potable Water-Service Area-Zone 8 | PWD MAYPORT
MAYPOR-PW-SA-8 | UMA436000050 | """SYSTEM VALVE, VALVE 12"""", CHECK, 12, INCHES""" | K10 - Potable Water Utilities | K1020 - Distribution | K1020100 - Service Areas | 1 | EA | 1/1/1975 00:00:00 |  | Mayport-Potable Water-Service Area-Zone 8 | PWD MAYPORT
MAYPOR-PW-SA-8 | UMA436000051 | """SYSTEM VALVE, VALVE 12""""-1, CHECK, 12, INCHES""" | K10 - Potable Water Utilities | K1020 - Distribution | K1020100 - Service Areas | 1 | EA | 1/1/1975 00:00:00 | VALVE IN EMPTY CONCRETE LOT ADJACENT TO AIRFELD B4 EXIT TO MAINE ST, C1 | Mayport-Potable Water-Service Area-Zone 8 | PWD MAYPORT
MAYPOR-PW-SA-8 | UMA436000052 | """SYSTEM VALVE, VALVE 12""""-2, CHECK, 12, INCHES""" | K10 - Potable Water Utilities | K1020 - Distribution | K1020100 - Service Areas | 1 | EA | 1/1/1975 00:00:00 |  | Mayport-Potable Water-Service Area-Zone 8 | PWD MAYPORT
MAYPOR-PW-SA-8 | UMA436000053 | """SYSTEM VALVE, VALVE 12""""-1, CHECK, 12, INCHES""" | K10 - Potable Water Utilities | K1020 - Distribution | K1020100 - Service Areas | 1 | EA | 1/1/1975 00:00:00 | CORNER OF MAIN ST B4 C1, ALONG FENCE OF AIRFIELD | Mayport-Potable Water-Service Area-Zone 8 | PWD MAYPORT
MAYPOR-PW-SA-8 | UMA436000054 | """SYSTEM VALVE, VALVE 12""""-2, CHECK, 12, INCHES""" | K10 - Potable Water Utilities | K1020 - Distribution | K1020100 - Service Areas | 1 | EA | 1/1/1975 00:00:00 | CORNER OF MAIN ST ALONG FENCE LINE OF AIRFIELD, B4 C1 | Mayport-Potable Water-Service Area-Zone 8 | PWD MAYPORT
MAYPOR-PW-SA-9 | A123039 | UEM,Hydrant, FH-506, Dry-Barrel | K10 - Potable Water Utilities | K1020 - Distribution | K1020100 - Service Areas | 1 | EA | 1/1/1960 00:00:00 | FAR EAST ON ALPHA WHARF NEAR DELTA | Mayport-Potable Water-Service Area-Zone 9 | PWD MAYPORT
MAYPOR-PW-SA-9 | S464217 | UEM,System Valve, GV-A-124-3, Check, 3.0, Inches | K10 - Potable Water Utilities | K1020 - Distribution | K1020100 - Service Areas | 1 | EA | 4/18/2024 00:00:00 |  | Mayport-Potable Water-Service Area-Zone 9 | PWD MAYPORT
MAYPOR-PW-SA-9 | S468748 | UEM,Control Valve, BFP-A-1, Backflow Preventer Reduced Pressure | K10 - Potable Water Utilities | K1020 - Distribution | K1020100 - Service Areas | 1 | EA | 1/1/1980 00:00:00 | ALPHA WHARF A-1 TAG# 0101 | Mayport-Potable Water-Service Area-Zone 9 | PWD MAYPORT
MAYPOR-PW-SA-9 | S468751 | UEM,Control Valve, BFP-A-1, Backflow Preventer Reduced Pressure | K10 - Potable Water Utilities | K1020 - Distribution | K1020100 - Service Areas | 1 | EA | 1/1/1980 00:00:00 | ALPHA WHARF A-1 TAG# 002 | Mayport-Potable Water-Service Area-Zone 9 | PWD MAYPORT
MAYPOR-PW-SA-9 | S468752 | UEM,Control Valve, BFP-A-1, Backflow Preventer Reduced Pressure | K10 - Potable Water Utilities | K1020 - Distribution | K1020100 - Service Areas | 1 | EA | 1/1/1980 00:00:00 | ALPHA WHARF A-1 TAG# 003 | Mayport-Potable Water-Service Area-Zone 9 | PWD MAYPORT
MAYPOR-PW-SA-9 | S468753 | UEM,Control Valve, BFP-A-1, Backflow Preventer Reduced Pressure | K10 - Potable Water Utilities | K1020 - Distribution | K1020100 - Service Areas | 1 | EA | 1/1/1980 00:00:00 | ALPHA WHARF A-1 TAG# 004 | Mayport-Potable Water-Service Area-Zone 9 | PWD MAYPORT
MAYPOR-PW-SA-9 | S468754 | UEM,Control Valve, BFP-A-2, Backflow Preventer Reduced Pressure | K10 - Potable Water Utilities | K1020 - Distribution | K1020100 - Service Areas | 1 | EA | 1/1/1980 00:00:00 | ALPHA WHARF A-2 TAG# 008 | Mayport-Potable Water-Service Area-Zone 9 | PWD MAYPORT
MAYPOR-PW-SA-9 | S468755 | UEM,Control Valve, BFP-A-2, Backflow Preventer Reduced Pressure | K10 - Potable Water Utilities | K1020 - Distribution | K1020100 - Service Areas | 1 | EA | 1/1/1980 00:00:00 | ALPHA WHARF A-2 TAG# 007 | Mayport-Potable Water-Service Area-Zone 9 | PWD MAYPORT
MAYPOR-PW-SA-9 | S468756 | UEM,Control Valve, BFP-A-2, Backflow Preventer Reduced Pressure | K10 - Potable Water Utilities | K1020 - Distribution | K1020100 - Service Areas | 1 | EA | 1/1/1980 00:00:00 | ALPHA WHARF A-2 TAG# 006 | Mayport-Potable Water-Service Area-Zone 9 | PWD MAYPORT
MAYPOR-PW-SA-9 | S468758 | UEM,Control Valve, BFP-A-2, Backflow Preventer Reduced Pressure | K10 - Potable Water Utilities | K1020 - Distribution | K1020100 - Service Areas | 1 | EA | 1/1/1980 00:00:00 | ALPHA WHARF A-2 TAG# 005 | Mayport-Potable Water-Service Area-Zone 9 | PWD MAYPORT
MAYPOR-PW-SA-9 | UMA435000191 | UEM,Hydrant, FH-509, Dry-Barrel | K10 - Potable Water Utilities | K1020 - Distribution | K1020100 - Service Areas | 1 | EA | 1/1/1960 00:00:00 | A2 EAST OF 2307 | Mayport-Potable Water-Service Area-Zone 9 | PWD MAYPORT
MAYPOR-PW-SA-9 | UMA435000192 | UEM,Hydrant, FH-514, Dry-Barrel | K10 - Potable Water Utilities | K1020 - Distribution | K1020100 - Service Areas | 1 | EA | 1/1/1960 00:00:00 | A1 WEST OF 2307 | Mayport-Potable Water-Service Area-Zone 9 | PWD MAYPORT
MAYPOR-PW-SA-9 | UMA435000244 | SYSTEM VALVE, WV-A-WEST-506, GATE, 4, INCHES | K10 - Potable Water Utilities | K1020 - Distribution | K1020100 - Service Areas | 1 | EA | 1/1/1960 00:00:00 |  | Mayport-Potable Water-Service Area-Zone 9 | PWD MAYPORT
MAYPOR-PW-SA-9 | UMA435000245 | SYSTEM VALVE, WV-A-WEST-2, GATE, 4, INCHES | K10 - Potable Water Utilities | K1020 - Distribution | K1020100 - Service Areas | 1 | EA | 1/1/1960 00:00:00 |  | Mayport-Potable Water-Service Area-Zone 9 | PWD MAYPORT
MAYPOR-PW-SA-9 | UMA435000246 | SYSTEM VALVE, GV-A-124-1, GATE, 2.5, INCHES | K10 - Potable Water Utilities | K1020 - Distribution | K1020100 - Service Areas | 1 | EA | 1/1/1960 00:00:00 |  | Mayport-Potable Water-Service Area-Zone 9 | PWD MAYPORT
MAYPOR-PW-SA-9 | UMA435000247 | SYSTEM VALVE, GV-A-124-2, CHECK, 2.5, INCHES | K10 - Potable Water Utilities | K1020 - Distribution | K1020100 - Service Areas | 1 | EA | 1/1/1960 00:00:00 |  | Mayport-Potable Water-Service Area-Zone 9 | PWD MAYPORT
MAYPOR-PW-SA-9 | UMA435000249 | SYSTEM VALVE, GV-A-123-1, GATE, 2.5, INCHES | K10 - Potable Water Utilities | K1020 - Distribution | K1020100 - Service Areas | 1 | EA | 1/1/1960 00:00:00 |  | Mayport-Potable Water-Service Area-Zone 9 | PWD MAYPORT
MAYPOR-PW-SA-9 | UMA435000250 | SYSTEM VALVE, GV-A-123-2, CHECK, 2.5, INCHES | K10 - Potable Water Utilities | K1020 - Distribution | K1020100 - Service Areas | 1 | EA | 1/1/1960 00:00:00 |  | Mayport-Potable Water-Service Area-Zone 9 | PWD MAYPORT
MAYPOR-PW-SA-9 | UMA435000251 | SYSTEM VALVE, GV-A-123-3, CHECK, 2.5, INCHES | K10 - Potable Water Utilities | K1020 - Distribution | K1020100 - Service Areas | 1 | EA | 1/1/1960 00:00:00 |  | Mayport-Potable Water-Service Area-Zone 9 | PWD MAYPORT
MAYPOR-PW-SA-9 | UMA435000252 | SYSTEM VALVE, GV-A-125-1, GATE, 2.5, INCHES | K10 - Potable Water Utilities | K1020 - Distribution | K1020100 - Service Areas | 1 | EA | 1/1/1960 00:00:00 |  | Mayport-Potable Water-Service Area-Zone 9 | PWD MAYPORT
MAYPOR-PW-SA-9 | UMA435000253 | SYSTEM VALVE, GV-A-125-2, CHECK, 2.5, INCHES | K10 - Potable Water Utilities | K1020 - Distribution | K1020100 - Service Areas | 1 | EA | 1/1/1960 00:00:00 |  | Mayport-Potable Water-Service Area-Zone 9 | PWD MAYPORT
MAYPOR-PW-SA-9 | UMA435000254 | SYSTEM VALVE, GV-A-125-3, CHECK, 2.5, INCHES | K10 - Potable Water Utilities | K1020 - Distribution | K1020100 - Service Areas | 1 | EA | 1/1/1960 00:00:00 |  | Mayport-Potable Water-Service Area-Zone 9 | PWD MAYPORT
MAYPOR-PW-SA-9 | UMA435000255 | SYSTEM VALVE, GV-A-126-1, GATE, 2.5, INCHES | K10 - Potable Water Utilities | K1020 - Distribution | K1020100 - Service Areas | 1 | EA | 1/1/1960 00:00:00 |  | Mayport-Potable Water-Service Area-Zone 9 | PWD MAYPORT
MAYPOR-PW-SA-9 | UMA435000256 | SYSTEM VALVE, GV-A-126-2, CHECK, 2.5, INCHES | K10 - Potable Water Utilities | K1020 - Distribution | K1020100 - Service Areas | 1 | EA | 1/1/1960 00:00:00 |  | Mayport-Potable Water-Service Area-Zone 9 | PWD MAYPORT
MAYPOR-PW-SA-9 | UMA435000257 | SYSTEM VALVE, GV-A-126-3, CHECK, 2.5, INCHES | K10 - Potable Water Utilities | K1020 - Distribution | K1020100 - Service Areas | 1 | EA | 1/1/1960 00:00:00 |  | Mayport-Potable Water-Service Area-Zone 9 | PWD MAYPORT
MAYPOR-PW-SA-9 | UMA435000258 | SYSTEM VALVE, WV-A-WEST-3, GATE, 4, INCHES | K10 - Potable Water Utilities | K1020 - Distribution | K1020100 - Service Areas | 1 | EA | 1/1/1960 00:00:00 |  | Mayport-Potable Water-Service Area-Zone 9 | PWD MAYPORT
MAYPOR-PW-SA-9 | UMA435000259 | SYSTEM VALVE, WV-A-WEST-4, GATE, 4, INCHES | K10 - Potable Water Utilities | K1020 - Distribution | K1020100 - Service Areas | 1 | EA | 1/1/1960 00:00:00 |  | Mayport-Potable Water-Service Area-Zone 9 | PWD MAYPORT
MAYPOR-PW-SA-9 | UMA435000260 | SYSTEM VALVE, WV-A-WEST-5, GATE, 4, INCHES | K10 - Potable Water Utilities | K1020 - Distribution | K1020100 - Service Areas | 1 | EA | 1/1/1960 00:00:00 |  | Mayport-Potable Water-Service Area-Zone 9 | PWD MAYPORT
MAYPOR-PW-SA-9 | UMA435000262 | SYSTEM VALVE, GV-A-130-3, GATE, 2.5, INCHES | K10 - Potable Water Utilities | K1020 - Distribution | K1020100 - Service Areas | 1 | EA | 1/1/1960 00:00:00 |  | Mayport-Potable Water-Service Area-Zone 9 | PWD MAYPORT
MAYPOR-PW-SA-9 | UMA435000263 | SYSTEM VALVE, WV-1-WEST-6, GATE, 4, INCHES | K10 - Potable Water Utilities | K1020 - Distribution | K1020100 - Service Areas | 1 | EA | 1/1/1960 00:00:00 |  | Mayport-Potable Water-Service Area-Zone 9 | PWD MAYPORT
MAYPOR-PW-SA-9 | UMA435000264 | SYSTEM VALVE, WV-A-WEST-7, GATE, 4, INCHES | K10 - Potable Water Utilities | K1020 - Distribution | K1020100 - Service Areas | 1 | EA | 1/1/1960 00:00:00 |  | Mayport-Potable Water-Service Area-Zone 9 | PWD MAYPORT
MAYPOR-PW-SA-9 | UMA435000265 | SYSTEM VALVE, WV-A-WEST-8, GATE, 4, INCHES | K10 - Potable Water Utilities | K1020 - Distribution | K1020100 - Service Areas | 1 | EA | 1/1/1960 00:00:00 |  | Mayport-Potable Water-Service Area-Zone 9 | PWD MAYPORT
MAYPOR-PW-SA-9 | UMA435000266 | SYSTEM VALVE, WV-A-WEST-9, GATE, 4, INCHES | K10 - Potable Water Utilities | K1020 - Distribution | K1020100 - Service Areas | 1 | EA | 1/1/1960 00:00:00 |  | Mayport-Potable Water-Service Area-Zone 9 | PWD MAYPORT
MAYPOR-PW-SA-9 | UMA435000268 | SYSTEM VALVE, WV-A-WEST-10, GATE, 4, INCHES | K10 - Potable Water Utilities | K1020 - Distribution | K1020100 - Service Areas | 1 | EA | 1/1/1960 00:00:00 |  | Mayport-Potable Water-Service Area-Zone 9 | PWD MAYPORT
MAYPOR-PW-SA-9 | UMA435000269 | SYSTEM VALVE, GV-A-127-1, GATE, 2.5, INCHES | K10 - Potable Water Utilities | K1020 - Distribution | K1020100 - Service Areas | 1 | EA | 1/1/1960 00:00:00 |  | Mayport-Potable Water-Service Area-Zone 9 | PWD MAYPORT
MAYPOR-PW-SA-9 | UMA435000270 | SYSTEM VALVE, GV-A-127-2, CORPORATION STOP, 2.5, INCHES | K10 - Potable Water Utilities | K1020 - Distribution | K1020100 - Service Areas | 1 | EA | 1/1/1960 00:00:00 |  | Mayport-Potable Water-Service Area-Zone 9 | PWD MAYPORT
MAYPOR-PW-SA-9 | UMA435000271 | SYSTEM VALVE, GV-A-127-3, CHECK, 2.5, INCHES | K10 - Potable Water Utilities | K1020 - Distribution | K1020100 - Service Areas | 1 | EA | 1/1/1960 00:00:00 |  | Mayport-Potable Water-Service Area-Zone 9 | PWD MAYPORT
MAYPOR-PW-SA-9 | UMA435000272 | SYSTEM VALVE, GV-A-128-1, GATE, 2.5, INCHES | K10 - Potable Water Utilities | K1020 - Distribution | K1020100 - Service Areas | 1 | EA | 1/1/1960 00:00:00 |  | Mayport-Potable Water-Service Area-Zone 9 | PWD MAYPORT
MAYPOR-PW-SA-9 | UMA435000273 | SYSTEM VALVE, GV-A-128-2, CHECK, 2.5, INCHES | K10 - Potable Water Utilities | K1020 - Distribution | K1020100 - Service Areas | 1 | EA | 1/1/1960 00:00:00 |  | Mayport-Potable Water-Service Area-Zone 9 | PWD MAYPORT
MAYPOR-PW-SA-9 | UMA435000274 | SYSTEM VALVE, GV-A-128-3, CHECK, 2.5, INCHES | K10 - Potable Water Utilities | K1020 - Distribution | K1020100 - Service Areas | 1 | EA | 1/1/1960 00:00:00 |  | Mayport-Potable Water-Service Area-Zone 9 | PWD MAYPORT
MAYPOR-PW-SA-9 | UMA435000275 | SYSTEM VALVE, GV-A-129-1, GATE, 2.5, INCHES | K10 - Potable Water Utilities | K1020 - Distribution | K1020100 - Service Areas | 1 | EA | 1/1/1960 00:00:00 |  | Mayport-Potable Water-Service Area-Zone 9 | PWD MAYPORT
MAYPOR-PW-SA-9 | UMA435000276 | SYSTEM VALVE, GV-A-129-2, CHECK, 2.5, INCHES | K10 - Potable Water Utilities | K1020 - Distribution | K1020100 - Service Areas | 1 | EA | 1/1/1960 00:00:00 |  | Mayport-Potable Water-Service Area-Zone 9 | PWD MAYPORT
MAYPOR-PW-SA-9 | UMA435000277 | SYSTEM VALVE, GV-A-129-3, CHECK, 2.5, INCHES | K10 - Potable Water Utilities | K1020 - Distribution | K1020100 - Service Areas | 1 | EA | 1/1/1960 00:00:00 |  | Mayport-Potable Water-Service Area-Zone 9 | PWD MAYPORT
MAYPOR-PW-SA-9 | UMA435000278 | SYSTEM VALVE, GV-A-130-1, GATE, 2.5, INCHES | K10 - Potable Water Utilities | K1020 - Distribution | K1020100 - Service Areas | 1 | EA | 1/1/1960 00:00:00 |  | Mayport-Potable Water-Service Area-Zone 9 | PWD MAYPORT
MAYPOR-PW-SA-9 | UMA435000279 | SYSTEM VALVE, GV-A-130-2, CHECK, 2.5, INCHES | K10 - Potable Water Utilities | K1020 - Distribution | K1020100 - Service Areas | 1 | EA | 1/1/1960 00:00:00 |  | Mayport-Potable Water-Service Area-Zone 9 | PWD MAYPORT
MAYPOR-PW-SA-9 | UMA438000450 | PIPE, UGP-PW-SA-9, 5000, FEET | K10 - Potable Water Utilities | K1020 - Distribution | K1020100 - Service Areas | 1 | EA | 1/1/1975 00:00:00 |  | Mayport-Potable Water-Service Area-Zone 9 | PWD MAYPORT
MAYPOR-PW-SA-10 | A123050 | UEM,Hydrant, FH-601, Dry-Barrel | K10 - Potable Water Utilities | K1020 - Distribution | K1020100 - Service Areas | 1 | EA | 1/1/1960 00:00:00 | NEW MAINE ST. AND BUILDING 90 PARKING | Mayport-Potable Water-Service Area-Zone 10 | PWD MAYPORT
MAYPOR-PW-SA-10 | A123051 | UEM,Hydrant, FH-602, Dry-Barrel | K10 - Potable Water Utilities | K1020 - Distribution | K1020100 - Service Areas | 1 | EA | 1/1/1960 00:00:00 | NEW MAINE ST. ON ISLAND ACROSS NEW MAINE ST. FROM 1923 | Mayport-Potable Water-Service Area-Zone 10 | PWD MAYPORT
MAYPOR-PW-SA-10 | A123052 | UEM,Hydrant, FH-603, Dry-Barrel | K10 - Potable Water Utilities | K1020 - Distribution | K1020100 - Service Areas | 1 | EA | 1/1/1960 00:00:00 | MYP-FIRE HYDRANT B-1 PIER NEAR 1924 | Mayport-Potable Water-Service Area-Zone 10 | PWD MAYPORT
MAYPOR-PW-SA-10 | A123053 | UEM,Hydrant, FH-604, Dry-Barrel | K10 - Potable Water Utilities | K1020 - Distribution | K1020100 - Service Areas | 1 | EA | 1/1/1960 00:00:00 | BRAVO 1 NORTH NEAR BRAVO 2 | Mayport-Potable Water-Service Area-Zone 10 | PWD MAYPORT
MAYPOR-PW-SA-10 | A123056 | UEM,Hydrant, FH-607, Dry-Barrel | K10 - Potable Water Utilities | K1020 - Distribution | K1020100 - Service Areas | 1 | EA | 1/1/1960 00:00:00 | B-2 PIER NEAR 1923 | Mayport-Potable Water-Service Area-Zone 10 | PWD MAYPORT
MAYPOR-PW-SA-10 | A123066 | UEM,Hydrant, FH-608, Dry-Barrel | K10 - Potable Water Utilities | K1020 - Distribution | K1020100 - Service Areas | 1 | EA | 1/1/1960 00:00:00 | MYP-FIRE HYDRANT B-3 PIER (NORTH) NEAR 2009 | Mayport-Potable Water-Service Area-Zone 10 | PWD MAYPORT
MAYPOR-PW-SA-10 | S365205 | UEM,Mechanical Meter, SE_03_FW_BL_2294_1, Delivery, Other, 120320061 | K10 - Potable Water Utilities | K1020 - Distribution | K1020100 - Service Areas | 1 | EA | 1/1/2012 00:00:00 | BLDG-2294 | Mayport-Potable Water-Service Area-Zone 10 | PWD MAYPORT
MAYPOR-PW-SA-10 | S468795 | UEM,Control Valve, BFP-B-1, Backflow Preventer Reduced Pressure | K10 - Potable Water Utilities | K1020 - Distribution | K1020100 - Service Areas | 1 | EA | 1/1/1980 00:00:00 | BRAVO WHARF B-1 TAG# 011 | Mayport-Potable Water-Service Area-Zone 10 | PWD MAYPORT
MAYPOR-PW-SA-10 | S468796 | UEM,Control Valve, BFP-B-1, Backflow Preventer Reduced Pressure | K10 - Potable Water Utilities | K1020 - Distribution | K1020100 - Service Areas | 1 | EA | 1/1/1980 00:00:00 | BRAVO WHARF B-1 TAG# 009 | Mayport-Potable Water-Service Area-Zone 10 | PWD MAYPORT
MAYPOR-PW-SA-10 | S468798 | UEM,Control Valve, BFP-B-1, Backflow Preventer Reduced Pressure | K10 - Potable Water Utilities | K1020 - Distribution | K1020100 - Service Areas | 1 | EA | 1/1/1980 00:00:00 | BRAVO WHARF B-1 TAG# 010 | Mayport-Potable Water-Service Area-Zone 10 | PWD MAYPORT
MAYPOR-PW-SA-10 | S468799 | UEM,Control Valve, BFP-B-1, Backflow Preventer Reduced Pressure | K10 - Potable Water Utilities | K1020 - Distribution | K1020100 - Service Areas | 1 | EA | 1/1/1980 00:00:00 | ALPHA WHARF B-1 TAG# 012 | Mayport-Potable Water-Service Area-Zone 10 | PWD MAYPORT
MAYPOR-PW-SA-10 | S468827 | UEM,Control Valve, BFP-B-2, Backflow Preventer Reduced Pressure | K10 - Potable Water Utilities | K1020 - Distribution | K1020100 - Service Areas | 1 | EA | 1/1/1980 00:00:00 | WHARF B-2 TAG# 12 | Mayport-Potable Water-Service Area-Zone 10 | PWD MAYPORT
MAYPOR-PW-SA-10 | S468828 | UEM,Control Valve, BFP-B-2, Backflow Preventer Reduced Pressure | K10 - Potable Water Utilities | K1020 - Distribution | K1020100 - Service Areas | 1 | EA | 1/1/1980 00:00:00 | WHARF B-2 TAG# 13 | Mayport-Potable Water-Service Area-Zone 10 | PWD MAYPORT
MAYPOR-PW-SA-10 | S468832 | UEM,Control Valve, BFP-B-2, Backflow Preventer Reduced Pressure | K10 - Potable Water Utilities | K1020 - Distribution | K1020100 - Service Areas | 1 | EA | 1/1/1980 00:00:00 | WHARF B-2 TAG# 14 | Mayport-Potable Water-Service Area-Zone 10 | PWD MAYPORT
MAYPOR-PW-SA-10 | S468834 | UEM,Control Valve, BFP-B-3, Backflow Preventer Reduced Pressure | K10 - Potable Water Utilities | K1020 - Distribution | K1020100 - Service Areas | 1 | EA | 1/1/1980 00:00:00 | WHARF B-3 TAG# 77 | Mayport-Potable Water-Service Area-Zone 10 | PWD MAYPORT
MAYPOR-PW-SA-10 | S468872 | UEM,Control Valve, BFP-B-3, Backflow Preventer Reduced Pressure | K10 - Potable Water Utilities | K1020 - Distribution | K1020100 - Service Areas | 1 | EA | 1/1/1980 00:00:00 | WHARF B-3 TAG# 78 | Mayport-Potable Water-Service Area-Zone 10 | PWD MAYPORT
MAYPOR-PW-SA-10 | UMA435000168 | SYSTEM VALVE, GV 137-1, GATE, 4, INCHES | K10 - Potable Water Utilities | K1020 - Distribution | K1020100 - Service Areas | 1 | EA | 1/1/1960 00:00:00 |  | Mayport-Potable Water-Service Area-Zone 10 | PWD MAYPORT
MAYPOR-PW-SA-10 | UMA435000169 | SYSTEM VALVE, GV 137-2, GATE, 2.5, INCHES | K10 - Potable Water Utilities | K1020 - Distribution | K1020100 - Service Areas | 1 | EA | 1/1/1960 00:00:00 |  | Mayport-Potable Water-Service Area-Zone 10 | PWD MAYPORT
MAYPOR-PW-SA-10 | UMA435000170 | SYSTEM VALVE, GV 137-3, CHECK, 2.5, INCHES | K10 - Potable Water Utilities | K1020 - Distribution | K1020100 - Service Areas | 1 | EA | 1/1/1960 00:00:00 |  | Mayport-Potable Water-Service Area-Zone 10 | PWD MAYPORT
MAYPOR-PW-SA-10 | UMA435000171 | SYSTEM VALVE, GV 138-1, GATE, 2.5, INCHES | K10 - Potable Water Utilities | K1020 - Distribution | K1020100 - Service Areas | 1 | EA | 1/1/1960 00:00:00 |  | Mayport-Potable Water-Service Area-Zone 10 | PWD MAYPORT
MAYPOR-PW-SA-10 | UMA435000172 | SYSTEM VALVE, GV 138-2, CHECK, 2.5, INCHES | K10 - Potable Water Utilities | K1020 - Distribution | K1020100 - Service Areas | 1 | EA | 1/1/1960 00:00:00 |  | Mayport-Potable Water-Service Area-Zone 10 | PWD MAYPORT
MAYPOR-PW-SA-10 | UMA435000173 | SYSTEM VALVE, GV 137-4, CHECK, 2.5, INCHES | K10 - Potable Water Utilities | K1020 - Distribution | K1020100 - Service Areas | 1 | EA | 1/1/1960 00:00:00 |  | Mayport-Potable Water-Service Area-Zone 10 | PWD MAYPORT
MAYPOR-PW-SA-10 | UMA435000174 | SYSTEM VALVE, GV 138-3, CHECK, 2.5, INCHES | K10 - Potable Water Utilities | K1020 - Distribution | K1020100 - Service Areas | 1 | EA | 1/1/1960 00:00:00 |  | Mayport-Potable Water-Service Area-Zone 10 | PWD MAYPORT
MAYPOR-PW-SA-10 | UMA435000177 | SYSTEM VALVE, GV-B134-1, GATE, 2.5, INCHES | K10 - Potable Water Utilities | K1020 - Distribution | K1020100 - Service Areas | 1 | EA | 1/1/1960 00:00:00 |  | Mayport-Potable Water-Service Area-Zone 10 | PWD MAYPORT
MAYPOR-PW-SA-10 | UMA435000178 | SYSTEM VALVE, GV-B136-1, GATE, 4, INCHES | K10 - Potable Water Utilities | K1020 - Distribution | K1020100 - Service Areas | 1 | EA | 1/1/1960 00:00:00 |  | Mayport-Potable Water-Service Area-Zone 10 | PWD MAYPORT
MAYPOR-PW-SA-10 | UMA435000179 | SYSTEM VALVE, GV-B134-2, CHECK, 2.5, INCHES | K10 - Potable Water Utilities | K1020 - Distribution | K1020100 - Service Areas | 1 | EA | 1/1/1960 00:00:00 |  | Mayport-Potable Water-Service Area-Zone 10 | PWD MAYPORT
MAYPOR-PW-SA-10 | UMA435000180 | SYSTEM VALVE, GV-B134-3, CHECK, 2.5, INCHES | K10 - Potable Water Utilities | K1020 - Distribution | K1020100 - Service Areas | 1 | EA | 1/1/1960 00:00:00 |  | Mayport-Potable Water-Service Area-Zone 10 | PWD MAYPORT
MAYPOR-PW-SA-10 | UMA435000181 | SYSTEM VALVE, GV-B135-1, GATE, 2.5, INCHES | K10 - Potable Water Utilities | K1020 - Distribution | K1020100 - Service Areas | 1 | EA | 1/1/1960 00:00:00 |  | Mayport-Potable Water-Service Area-Zone 10 | PWD MAYPORT
MAYPOR-PW-SA-10 | UMA435000182 | SYSTEM VALVE, GV-B135-2, CHECK, 2.5, INCHES | K10 - Potable Water Utilities | K1020 - Distribution | K1020100 - Service Areas | 1 | EA | 1/1/1960 00:00:00 |  | Mayport-Potable Water-Service Area-Zone 10 | PWD MAYPORT
MAYPOR-PW-SA-10 | UMA435000183 | SYSTEM VALVE, GV-B136-2, CHECK, 2.5, INCHES | K10 - Potable Water Utilities | K1020 - Distribution | K1020100 - Service Areas | 1 | EA | 1/1/1960 00:00:00 |  | Mayport-Potable Water-Service Area-Zone 10 | PWD MAYPORT
MAYPOR-PW-SA-10 | UMA435000184 | SYSTEM VALVE, GV-B136-3, CHECK, 2.5, INCHES | K10 - Potable Water Utilities | K1020 - Distribution | K1020100 - Service Areas | 1 | EA | 1/1/1960 00:00:00 |  | Mayport-Potable Water-Service Area-Zone 10 | PWD MAYPORT
MAYPOR-PW-SA-10 | UMA435000186 | UEM,Hydrant, FH-605, Dry-Barrel | K10 - Potable Water Utilities | K1020 - Distribution | K1020100 - Service Areas | 1 | EA | 1/1/1960 00:00:00 | PARKING LOT OFF BRAVO HYDRANT GRASS AREA NEAR 1247 AND ENTRANCE TO FLIGHT LINE | Mayport-Potable Water-Service Area-Zone 10 | PWD MAYPORT
MAYPOR-PW-SA-10 | UMA435000187 | UEM,Hydrant, FH-606, Dry-Barrel | K10 - Potable Water Utilities | K1020 - Distribution | K1020100 - Service Areas | 1 | EA | 1/1/1960 00:00:00 | BRAVO 2 SOUTH | Mayport-Potable Water-Service Area-Zone 10 | PWD MAYPORT
MAYPOR-PW-SA-10 | UMA435000201 | SYSTEM VALVE, GV-B133-1, GATE, 4, INCHES | K10 - Potable Water Utilities | K1020 - Distribution | K1020100 - Service Areas | 1 | EA | 1/1/1960 00:00:00 |  | Mayport-Potable Water-Service Area-Zone 10 | PWD MAYPORT
MAYPOR-PW-SA-10 | UMA435000202 | SYSTEM VALVE, WV-B-NORTH-1, GATE, 8, INCHES | K10 - Potable Water Utilities | K1020 - Distribution | K1020100 - Service Areas | 1 | EA | 1/1/1960 00:00:00 |  | Mayport-Potable Water-Service Area-Zone 10 | PWD MAYPORT
MAYPOR-PW-SA-10 | UMA435000203 | SYSTEM VALVE, WV-B-NORTH-2, GATE, 8, INCHES | K10 - Potable Water Utilities | K1020 - Distribution | K1020100 - Service Areas | 1 | EA | 1/1/1960 00:00:00 |  | Mayport-Potable Water-Service Area-Zone 10 | PWD MAYPORT
MAYPOR-PW-SA-10 | UMA435000205 | SYSTEM VALVE, WV-B-NORTH-3-5, GATE, 8, INCHES | K10 - Potable Water Utilities | K1020 - Distribution | K1020100 - Service Areas | 1 | EA | 1/1/1960 00:00:00 |  | Mayport-Potable Water-Service Area-Zone 10 | PWD MAYPORT
MAYPOR-PW-SA-10 | UMA435000207 | SYSTEM VALVE, GV-BLDG46-1A, GATE, 8, INCHES | K10 - Potable Water Utilities | K1020 - Distribution | K1020100 - Service Areas | 1 | EA | 1/1/1960 00:00:00 |  | Mayport-Potable Water-Service Area-Zone 10 | PWD MAYPORT
MAYPOR-PW-SA-10 | UMA435000208 | SYSTEM VALVE, GV-BLDG46-1B, GATE, 8, INCHES | K10 - Potable Water Utilities | K1020 - Distribution | K1020100 - Service Areas | 1 | EA | 1/1/1960 00:00:00 |  | Mayport-Potable Water-Service Area-Zone 10 | PWD MAYPORT
MAYPOR-PW-SA-10 | UMA435000209 | SYSTEM VALVE, GV-BLDG46-1A-BF, GATE, 8, INCHES | K10 - Potable Water Utilities | K1020 - Distribution | K1020100 - Service Areas | 1 | EA | 1/1/1960 00:00:00 |  | Mayport-Potable Water-Service Area-Zone 10 | PWD MAYPORT
MAYPOR-PW-SA-10 | UMA435000210 | SYSTEM VALVE, GV-BLDG46-1B-BL, GATE, 8, INCHES | K10 - Potable Water Utilities | K1020 - Distribution | K1020100 - Service Areas | 1 | EA | 1/1/1960 00:00:00 |  | Mayport-Potable Water-Service Area-Zone 10 | PWD MAYPORT
MAYPOR-PW-SA-10 | UMA435000212 | SYSTEM VALVE, GV-B-131-1, GATE, 2.5, INCHES | K10 - Potable Water Utilities | K1020 - Distribution | K1020100 - Service Areas | 1 | EA | 1/1/1960 00:00:00 |  | Mayport-Potable Water-Service Area-Zone 10 | PWD MAYPORT
MAYPOR-PW-SA-10 | UMA435000213 | SYSTEM VALVE, GV-B-131-2, CHECK, 2.5, INCHES | K10 - Potable Water Utilities | K1020 - Distribution | K1020100 - Service Areas | 1 | EA | 1/1/1960 00:00:00 |  | Mayport-Potable Water-Service Area-Zone 10 | PWD MAYPORT
MAYPOR-PW-SA-10 | UMA435000214 | SYSTEM VALVE, GV-B-131-3, CHECK, 2.5, INCHES | K10 - Potable Water Utilities | K1020 - Distribution | K1020100 - Service Areas | 1 | EA | 1/1/1960 00:00:00 |  | Mayport-Potable Water-Service Area-Zone 10 | PWD MAYPORT
MAYPOR-PW-SA-10 | UMA435000215 | SYSTEM VALVE, GV-B-132-1, GATE, 2.5, INCHES | K10 - Potable Water Utilities | K1020 - Distribution | K1020100 - Service Areas | 1 | EA | 1/1/1960 00:00:00 |  | Mayport-Potable Water-Service Area-Zone 10 | PWD MAYPORT
MAYPOR-PW-SA-10 | UMA435000216 | SYSTEM VALVE, GV-B-132-2, CHECK, 2.5, INCHES | K10 - Potable Water Utilities | K1020 - Distribution | K1020100 - Service Areas | 1 | EA | 1/1/1960 00:00:00 |  | Mayport-Potable Water-Service Area-Zone 10 | PWD MAYPORT
MAYPOR-PW-SA-10 | UMA435000217 | SYSTEM VALVE, GV-B-132-3, CHECK, 2.5, INCHES | K10 - Potable Water Utilities | K1020 - Distribution | K1020100 - Service Areas | 1 | EA | 1/1/1960 00:00:00 |  | Mayport-Potable Water-Service Area-Zone 10 | PWD MAYPORT
MAYPOR-PW-SA-10 | UMA435000218 | SYSTEM VALVE, GV-B-133-1, GATE, 4, INCHES | K10 - Potable Water Utilities | K1020 - Distribution | K1020100 - Service Areas | 1 | EA | 1/1/1960 00:00:00 |  | Mayport-Potable Water-Service Area-Zone 10 | PWD MAYPORT
MAYPOR-PW-SA-10 | UMA435000219 | SYSTEM VALVE, GV-B-133-2, CHECK, 2.5, INCHES | K10 - Potable Water Utilities | K1020 - Distribution | K1020100 - Service Areas | 1 | EA | 1/1/1960 00:00:00 |  | Mayport-Potable Water-Service Area-Zone 10 | PWD MAYPORT
MAYPOR-PW-SA-10 | UMA435000220 | SYSTEM VALVE, GV-B-133-3, CHECK, 2.5, INCHES | K10 - Potable Water Utilities | K1020 - Distribution | K1020100 - Service Areas | 1 | EA | 1/1/1960 00:00:00 |  | Mayport-Potable Water-Service Area-Zone 10 | PWD MAYPORT
MAYPOR-PW-SA-10 | UMA435000221 | SYSTEM VALVE, WV-B-1-617, GATE, 4, INCHES | K10 - Potable Water Utilities | K1020 - Distribution | K1020100 - Service Areas | 1 | EA | 1/1/1960 00:00:00 |  | Mayport-Potable Water-Service Area-Zone 10 | PWD MAYPORT
MAYPOR-PW-SA-10 | UMA435000222 | SYSTEM VALVE, WV-B-2-617, GATE, 4, INCHES | K10 - Potable Water Utilities | K1020 - Distribution | K1020100 - Service Areas | 1 | EA | 1/1/1960 00:00:00 |  | Mayport-Potable Water-Service Area-Zone 10 | PWD MAYPORT
MAYPOR-PW-SA-10 | UMA435000223 | SYSTEM VALVE, WV-B-610, GATE, 4, INCHES | K10 - Potable Water Utilities | K1020 - Distribution | K1020100 - Service Areas | 1 | EA | 1/1/1960 00:00:00 |  | Mayport-Potable Water-Service Area-Zone 10 | PWD MAYPORT
MAYPOR-PW-SA-10 | UMA435000224 | SYSTEM VALVE, WV-B-621, GATE, 4, INCHES | K10 - Potable Water Utilities | K1020 - Distribution | K1020100 - Service Areas | 1 | EA | 1/1/1960 00:00:00 |  | Mayport-Potable Water-Service Area-Zone 10 | PWD MAYPORT
MAYPOR-PW-SA-10 | UMA435000225 | SYSTEM VALVE, WV-B-622, GATE, 4, INCHES | K10 - Potable Water Utilities | K1020 - Distribution | K1020100 - Service Areas | 1 | EA | 1/1/1960 00:00:00 |  | Mayport-Potable Water-Service Area-Zone 10 | PWD MAYPORT
MAYPOR-PW-SA-10 | UMA435000226 | SYSTEM VALVE, WV-B-NORTH-1, GATE, 4, INCHES | K10 - Potable Water Utilities | K1020 - Distribution | K1020100 - Service Areas | 1 | EA | 1/1/1960 00:00:00 |  | Mayport-Potable Water-Service Area-Zone 10 | PWD MAYPORT
MAYPOR-PW-SA-10 | UMA435000227 | SYSTEM VALVE, WV-B46-NORTH-2A, GATE, 4, INCHES | K10 - Potable Water Utilities | K1020 - Distribution | K1020100 - Service Areas | 1 | EA | 1/1/1960 00:00:00 |  | Mayport-Potable Water-Service Area-Zone 10 | PWD MAYPORT
MAYPOR-PW-SA-10 | UMA435000228 | SYSTEM VALVE, WV-B46-NORTH-2B, GATE, 4, INCHES | K10 - Potable Water Utilities | K1020 - Distribution | K1020100 - Service Areas | 1 | EA | 1/1/1960 00:00:00 |  | Mayport-Potable Water-Service Area-Zone 10 | PWD MAYPORT
MAYPOR-PW-SA-10 | UMA435000230 | SYSTEM VALVE, WV-B46-NORTH-2C, GATE, 4, INCHES | K10 - Potable Water Utilities | K1020 - Distribution | K1020100 - Service Areas | 1 | EA | 1/1/1960 00:00:00 |  | Mayport-Potable Water-Service Area-Zone 10 | PWD MAYPORT
MAYPOR-PW-SA-10 | UMA435000231 | SYSTEM VALVE, WV-B46-NORTH-3, GATE, 4, INCHES | K10 - Potable Water Utilities | K1020 - Distribution | K1020100 - Service Areas | 1 | EA | 1/1/1960 00:00:00 |  | Mayport-Potable Water-Service Area-Zone 10 | PWD MAYPORT
MAYPOR-PW-SA-10 | UMA435000232 | SYSTEM VALVE, WV-B-NORTH-4, GATE, 4, INCHES | K10 - Potable Water Utilities | K1020 - Distribution | K1020100 - Service Areas | 1 | EA | 1/1/1960 00:00:00 |  | Mayport-Potable Water-Service Area-Zone 10 | PWD MAYPORT
MAYPOR-PW-SA-10 | UMA435000233 | SYSTEM VALVE, WV-B-NORTH-606, GATE, 4, INCHES | K10 - Potable Water Utilities | K1020 - Distribution | K1020100 - Service Areas | 1 | EA | 1/1/1960 00:00:00 |  | Mayport-Potable Water-Service Area-Zone 10 | PWD MAYPORT
MAYPOR-PW-SA-10 | UMA435000234 | SYSTEM VALVE, WV-B-NORTH-4-619, GATE, 4, INCHES | K10 - Potable Water Utilities | K1020 - Distribution | K1020100 - Service Areas | 1 | EA | 1/1/1960 00:00:00 |  | Mayport-Potable Water-Service Area-Zone 10 | PWD MAYPORT
MAYPOR-PW-SA-10 | UMA435000235 | SYSTEM VALVE, WV-B-NORTH-5-618, GATE, 4, INCHES | K10 - Potable Water Utilities | K1020 - Distribution | K1020100 - Service Areas | 1 | EA | 1/1/1960 00:00:00 |  | Mayport-Potable Water-Service Area-Zone 10 | PWD MAYPORT
MAYPOR-PW-SA-10 | UMA435000236 | SYSTEM VALVE, WV-B-NORTH-6-H603, GATE, 4, INCHES | K10 - Potable Water Utilities | K1020 - Distribution | K1020100 - Service Areas | 1 | EA | 1/1/1960 00:00:00 |  | Mayport-Potable Water-Service Area-Zone 10 | PWD MAYPORT
MAYPOR-PW-SA-10 | UMA435000238 | SYSTEM VALVE, WV-B437-4A, GATE, 4, INCHES | K10 - Potable Water Utilities | K1020 - Distribution | K1020100 - Service Areas | 1 | EA | 1/1/1960 00:00:00 |  | Mayport-Potable Water-Service Area-Zone 10 | PWD MAYPORT
MAYPOR-PW-SA-10 | UMA435000239 | SYSTEM VALVE, WV-B437-4B, GATE, 4, INCHES | K10 - Potable Water Utilities | K1020 - Distribution | K1020100 - Service Areas | 1 | EA | 1/1/1960 00:00:00 |  | Mayport-Potable Water-Service Area-Zone 10 | PWD MAYPORT
MAYPOR-PW-SA-10 | UMA435000240 | SYSTEM VALVE, WV-B437-4C, GATE, 4, INCHES | K10 - Potable Water Utilities | K1020 - Distribution | K1020100 - Service Areas | 1 | EA | 1/1/1960 00:00:00 |  | Mayport-Potable Water-Service Area-Zone 10 | PWD MAYPORT
MAYPOR-PW-SA-10 | UMA435000241 | SYSTEM VALVE, WV-B437-5, GATE, 4, INCHES | K10 - Potable Water Utilities | K1020 - Distribution | K1020100 - Service Areas | 1 | EA | 1/1/1960 00:00:00 |  | Mayport-Potable Water-Service Area-Zone 10 | PWD MAYPORT
MAYPOR-PW-SA-10 | UMA435000242 | SYSTEM VALVE, WV-B437-6, GATE, 4, INCHES | K10 - Potable Water Utilities | K1020 - Distribution | K1020100 - Service Areas | 1 | EA | 1/1/1960 00:00:00 |  | Mayport-Potable Water-Service Area-Zone 10 | PWD MAYPORT
MAYPOR-PW-SA-11 | S436552 | UEM,Hydrant, FH-609, Wet-Barrel | K10 - Potable Water Utilities | K1020 - Distribution | K1020100 - Service Areas | 1 | EA | 1/1/2012 00:00:00 | C-1 PIER W PARKING LOT | Mayport-PotableWater-Service Area-Zone 11 | PWD MAYPORT
MAYPOR-PW-SA-11 | S436553 | UEM,Hydrant, FH-611, Wet-Barrel | K10 - Potable Water Utilities | K1020 - Distribution | K1020100 - Service Areas | 1 | EA | 1/1/2012 00:00:00 | C-1 PIER E PARKING LOT | Mayport-PotableWater-Service Area-Zone 11 | PWD MAYPORT
MAYPOR-PW-SA-11 | S436554 | UEM,Hydrant, FH-613, Wet-Barrel | K10 - Potable Water Utilities | K1020 - Distribution | K1020100 - Service Areas | 1 | EA | 1/1/2012 00:00:00 | C-2 PIER W PARKING LOT | Mayport-PotableWater-Service Area-Zone 11 | PWD MAYPORT
MAYPOR-PW-SA-11 | S436555 | UEM,Hydrant, FH-614, Wet-Barrel | K10 - Potable Water Utilities | K1020 - Distribution | K1020100 - Service Areas | 1 | EA | 1/1/2012 00:00:00 | C-2 PIER WEST OF 1969 | Mayport-PotableWater-Service Area-Zone 11 | PWD MAYPORT
MAYPOR-PW-SA-11 | S436557 | UEM,Hydrant, FH-615, Wet-Barrel | K10 - Potable Water Utilities | K1020 - Distribution | K1020100 - Service Areas | 1 | EA | 1/1/2012 00:00:00 | C-2 PIER E PARKING LOT IN/OR NEAR 1487 AREA | Mayport-PotableWater-Service Area-Zone 11 | PWD MAYPORT
MAYPOR-PW-SA-11 | S436558 | UEM,Hydrant, FH-616, Wet-Barrel | K10 - Potable Water Utilities | K1020 - Distribution | K1020100 - Service Areas | 1 | EA | 1/1/2012 00:00:00 | C-2 PIER EAST | Mayport-PotableWater-Service Area-Zone 11 | PWD MAYPORT
MAYPOR-PW-SA-11 | S436589 | UEM,Hydrant, FH-618, Wet-Barrel | K10 - Potable Water Utilities | K1020 - Distribution | K1020100 - Service Areas | 1 | EA | 7/1/2020 00:00:00 | C-2 PIER NORTHSIDE OF NEW MAINE ST. | Mayport-PotableWater-Service Area-Zone 11 | PWD MAYPORT
MAYPOR-PW-SA-11 | S436622 | UEM,Hydrant, FH-620, Wet-Barrel | K10 - Potable Water Utilities | K1020 - Distribution | K1020100 - Service Areas | 1 | EA | 1/1/2012 00:00:00 | C-2 PIER NORTH CENTER NEXT NEAR 1258 AND FENCE LINE | Mayport-PotableWater-Service Area-Zone 11 | PWD MAYPORT
MAYPOR-PW-SA-11 | S436625 | UEM,Hydrant, FH-621, Wet-Barrel | K10 - Potable Water Utilities | K1020 - Distribution | K1020100 - Service Areas | 1 | EA | 1/1/2012 00:00:00 | C-2 PIER SOUTH EAST WATER SIDE | Mayport-PotableWater-Service Area-Zone 11 | PWD MAYPORT
MAYPOR-PW-SA-11 | S460633 | UEM,Control Valve, BFP-C1-3, Backflow Preventer Double Check | K10 - Potable Water Utilities | K1020 - Distribution | K1020100 - Service Areas | 1 | EA | 3/31/2022 00:00:00 | WEST C-1 PIER TAG# 18 | Mayport-PotableWater-Service Area-Zone 11 | PWD MAYPORT
MAYPOR-PW-SA-11 | S460638 | UEM,Control Valve, BFP-C1-4, Backflow Preventer Double Check | K10 - Potable Water Utilities | K1020 - Distribution | K1020100 - Service Areas | 1 | EA | 3/31/2022 00:00:00 | WEST C-1 PIER TAG #19 | Mayport-PotableWater-Service Area-Zone 11 | PWD MAYPORT
MAYPOR-PW-SA-11 | S468431 | UEM,Control Valve, BFP-C1-2, Backflow Preventer Double Check | K10 - Potable Water Utilities | K1020 - Distribution | K1020100 - Service Areas | 1 | EA | 6/20/2024 00:00:00 | EAST C-1 PIER TAG# 17 | Mayport-PotableWater-Service Area-Zone 11 | PWD MAYPORT
MAYPOR-PW-SA-11 | S468466 | UEM,Control Valve, BFP-C1-1, Backflow Preventer Double Check | K10 - Potable Water Utilities | K1020 - Distribution | K1020100 - Service Areas | 1 | EA | 6/20/2024 00:00:00 | EAST C-1 PIER TAG #16 | Mayport-PotableWater-Service Area-Zone 11 | PWD MAYPORT
MAYPOR-PW-SA-11 | S480647 | UEM,System Valve, HV-610-A FOR FH, Gate, 6.0, Inches | K10 - Potable Water Utilities | K1020 - Distribution | K1020100 - Service Areas | 1 | EA | 6/1/2015 00:00:00 | WEST C-1 PIER LEVEL2 | Mayport-PotableWater-Service Area-Zone 11 | PWD MAYPORT
MAYPOR-PW-SA-11 | S480651 | UEM,System Valve, HV-612-A FOR FH, Gate, 6.0, Inches | K10 - Potable Water Utilities | K1020 - Distribution | K1020100 - Service Areas | 1 | EA | 6/1/2015 00:00:00 | EAST C-1 PIER | Mayport-PotableWater-Service Area-Zone 11 | PWD MAYPORT
MAYPOR-PW-SA-11 | UMA436000524 | UEM,System Valve, VALVE FOR FH, Gate, 10.0, Inches | K10 - Potable Water Utilities | K1020 - Distribution | K1020100 - Service Areas | 1 | EA | 1/1/1978 00:00:00 | SOUTH ON C-2 PIER | Mayport-PotableWater-Service Area-Zone 11 | PWD MAYPORT
MAYPOR-PW-SA-11 | UMA436000525 | SYSTEM VALVE, VALVE-1, CHECK, 8, INCHES | K10 - Potable Water Utilities | K1020 - Distribution | K1020100 - Service Areas | 1 | EA | 1/1/1978 00:00:00 | ACROSS 161 | Mayport-PotableWater-Service Area-Zone 11 | PWD MAYPORT
MAYPOR-PW-SA-11 | UMA436000526 | SYSTEM VALVE, VALVE-2, CHECK, 8, INCHES | K10 - Potable Water Utilities | K1020 - Distribution | K1020100 - Service Areas | 1 | EA | 1/1/1978 00:00:00 | ENT TO BLG 161 | Mayport-PotableWater-Service Area-Zone 11 | PWD MAYPORT
MAYPOR-PW-SA-11 | UMA436000527 | SYSTEM VALVE, VALVE-3, CHECK, 8, INCHES | K10 - Potable Water Utilities | K1020 - Distribution | K1020100 - Service Areas | 1 | EA | 1/1/1978 00:00:00 | SW OF 161 | Mayport-PotableWater-Service Area-Zone 11 | PWD MAYPORT
MAYPOR-PW-SA-11 | UMA436000528 | SYSTEM VALVE, VALVE-4, CHECK, 8, INCHES | K10 - Potable Water Utilities | K1020 - Distribution | K1020100 - Service Areas | 1 | EA | 1/1/1978 00:00:00 | SW OF 161 | Mayport-PotableWater-Service Area-Zone 11 | PWD MAYPORT
MAYPOR-PW-SA-11 | UMA436000530 | UEM,System Valve, VALVE FOR FH, Gate, 8.0, Inches | K10 - Potable Water Utilities | K1020 - Distribution | K1020100 - Service Areas | 1 | EA | 1/1/1978 00:00:00 | NORTH EAST OF C-1 PIER | Mayport-PotableWater-Service Area-Zone 11 | PWD MAYPORT
MAYPOR-PW-SA-11 | UMA436000531 | CONTROL VALVE, BFP- EAST C-1, BACKFLOW PREVENTER DOUBLE CHECK | K10 - Potable Water Utilities | K1020 - Distribution | K1020100 - Service Areas | 1 | EA | 1/1/1978 00:00:00 | WEST C-1 PIER | Mayport-PotableWater-Service Area-Zone 11 | PWD MAYPORT
MAYPOR-PW-SA-11 | UMA436000532 | SYSTEM VALVE, VALVE-5, CHECK, 6, INCHES | K10 - Potable Water Utilities | K1020 - Distribution | K1020100 - Service Areas | 1 | EA | 1/1/1978 00:00:00 | EAST C-1 PIER | Mayport-PotableWater-Service Area-Zone 11 | PWD MAYPORT
MAYPOR-PW-SA-11 | UMA436000533 | UEM,Hydrant, FH-612, Wet-Barrel | K10 - Potable Water Utilities | K1020 - Distribution | K1020100 - Service Areas | 1 | EA | 1/1/2012 00:00:00 | EAST C-1 PIER LEVEL1 EAST SIDE | Mayport-PotableWater-Service Area-Zone 11 | PWD MAYPORT
MAYPOR-PW-SA-11 | UMA436000534 | UEM,System Valve, HV-612 FOR FH, Gate, 6.0, Inches | K10 - Potable Water Utilities | K1020 - Distribution | K1020100 - Service Areas | 1 | EA | 1/1/1978 00:00:00 | EAST C-1 PIER | Mayport-PotableWater-Service Area-Zone 11 | PWD MAYPORT
MAYPOR-PW-SA-11 | UMA436000539 | UEM,Hydrant, FH-610, Wet-Barrel | K10 - Potable Water Utilities | K1020 - Distribution | K1020100 - Service Areas | 1 | EA | 1/1/2012 00:00:00 | WEST C-1 PIER LEVEL 1 WEST SIDE | Mayport-PotableWater-Service Area-Zone 11 | PWD MAYPORT
MAYPOR-PW-SA-11 | UMA436000540 | UEM,System Valve, HV-610 FOR FH, Gate, 6.0, Inches | K10 - Potable Water Utilities | K1020 - Distribution | K1020100 - Service Areas | 1 | EA | 1/1/1978 00:00:00 | WEST C-1 PIER | Mayport-PotableWater-Service Area-Zone 11 | PWD MAYPORT
MAYPOR-PW-SA-11 | UMA436000541 | SYSTEM VALVE, VALVE-6, CHECK, 6, INCHES | K10 - Potable Water Utilities | K1020 - Distribution | K1020100 - Service Areas | 1 | EA | 1/1/1978 00:00:00 | NORTH WEST C-1 | Mayport-PotableWater-Service Area-Zone 11 | PWD MAYPORT
MAYPOR-PW-SA-11 | UMA436000542 | CONTROL VALVE, BFP-C1-5, BACKFLOW PREVENTER DOUBLE CHECK | K10 - Potable Water Utilities | K1020 - Distribution | K1020100 - Service Areas | 1 | EA | 1/1/1978 00:00:00 | WEST C-1 PIER | Mayport-PotableWater-Service Area-Zone 11 | PWD MAYPORT
MAYPOR-PW-SA-11 | UMA436000544 | UEM,System Valve, VALVE FOR FH, Gate, 6.0, Inches | K10 - Potable Water Utilities | K1020 - Distribution | K1020100 - Service Areas | 1 | EA | 1/1/1978 00:00:00 | NW C-1 PIER | Mayport-PotableWater-Service Area-Zone 11 | PWD MAYPORT
MAYPOR-PW-SA-11 | UMA436000545 | SYSTEM VALVE, VALVE-7, CHECK, 8, INCHES | K10 - Potable Water Utilities | K1020 - Distribution | K1020100 - Service Areas | 1 | EA | 1/1/1978 00:00:00 | FRONT OF 1241 | Mayport-PotableWater-Service Area-Zone 11 | PWD MAYPORT
MAYPOR-PW-SA-11 | UMA436000546 | SYSTEM VALVE, VALVE-8, CHECK, 8, INCHES | K10 - Potable Water Utilities | K1020 - Distribution | K1020100 - Service Areas | 1 | EA | 1/1/1978 00:00:00 | FRONT OF 1241 | Mayport-PotableWater-Service Area-Zone 11 | PWD MAYPORT
MAYPOR-PW-SA-11 | UMA436000547 | SYSTEM VALVE, VALVE-9, CHECK, 8, INCHES | K10 - Potable Water Utilities | K1020 - Distribution | K1020100 - Service Areas | 1 | EA | 1/1/1978 00:00:00 | FRONT OF 1241 | Mayport-PotableWater-Service Area-Zone 11 | PWD MAYPORT
MAYPOR-PW-SA-11 | UMA436000548 | SYSTEM VALVE, VALVE-10, CHECK, 8, INCHES | K10 - Potable Water Utilities | K1020 - Distribution | K1020100 - Service Areas | 1 | EA | 1/1/1978 00:00:00 | FRONT OF 1241 | Mayport-PotableWater-Service Area-Zone 11 | PWD MAYPORT
MAYPOR-PW-SA-11 | UMA436000549 | SYSTEM VALVE, VALVE-11, CHECK, 8, INCHES | K10 - Potable Water Utilities | K1020 - Distribution | K1020100 - Service Areas | 1 | EA | 1/1/1978 00:00:00 | FRONT OF 1241 | Mayport-PotableWater-Service Area-Zone 11 | PWD MAYPORT
MAYPOR-PW-SA-11 | UMA436000551 | UEM,System Valve, VALVE FOR FH-1241, Gate, 10.0, Inches | K10 - Potable Water Utilities | K1020 - Distribution | K1020100 - Service Areas | 1 | EA | 1/1/1978 00:00:00 | FRONT OF 1241 | Mayport-PotableWater-Service Area-Zone 11 | PWD MAYPORT
MAYPOR-PW-SA-11 | UMA436000552 | SYSTEM VALVE, VALVE-12, CHECK, 5, INCHES | K10 - Potable Water Utilities | K1020 - Distribution | K1020100 - Service Areas | 1 | EA | 1/1/1978 00:00:00 | WEST 1241 | Mayport-PotableWater-Service Area-Zone 11 | PWD MAYPORT
MAYPOR-PW-SA-11 | UMA436000553 | SYSTEM VALVE, VALVE-13, CHECK, 8, INCHES | K10 - Potable Water Utilities | K1020 - Distribution | K1020100 - Service Areas | 1 | EA | 1/1/1978 00:00:00 | WEST 1241 | Mayport-PotableWater-Service Area-Zone 11 | PWD MAYPORT
MAYPOR-PW-SA-11 | UMA436000554 | SYSTEM VALVE, VALVE-14, CHECK, 8, INCHES | K10 - Potable Water Utilities | K1020 - Distribution | K1020100 - Service Areas | 1 | EA | 1/1/1978 00:00:00 | NW 1902, C PIER | Mayport-PotableWater-Service Area-Zone 11 | PWD MAYPORT
MAYPOR-PW-SA-11 | UMA436000555 | SYSTEM VALVE, VALVE-15, CHECK, 4, INCHES | K10 - Potable Water Utilities | K1020 - Distribution | K1020100 - Service Areas | 1 | EA | 1/1/1978 00:00:00 | NW 1902, C PIER | Mayport-PotableWater-Service Area-Zone 11 | PWD MAYPORT
MAYPOR-PW-SA-11 | UMA436000556 | SYSTEM VALVE, VALVE-16, CHECK, 4, INCHES | K10 - Potable Water Utilities | K1020 - Distribution | K1020100 - Service Areas | 1 | EA | 1/1/1978 00:00:00 | C PIER | Mayport-PotableWater-Service Area-Zone 11 | PWD MAYPORT
MAYPOR-PW-SA-11 | UMA436000557 | SYSTEM VALVE, VALVE-17, CHECK, 4, INCHES | K10 - Potable Water Utilities | K1020 - Distribution | K1020100 - Service Areas | 1 | EA | 1/1/1978 00:00:00 | C- PIER, front of 1902 | Mayport-PotableWater-Service Area-Zone 11 | PWD MAYPORT
MAYPOR-PW-SA-11 | UMA436000558 | SYSTEM VALVE, VALVE-18, CHECK, 4, INCHES | K10 - Potable Water Utilities | K1020 - Distribution | K1020100 - Service Areas | 1 | EA | 1/1/1978 00:00:00 | C PIER | Mayport-PotableWater-Service Area-Zone 11 | PWD MAYPORT
MAYPOR-PW-SA-12 | A123034 | UEM,Hydrant, FH-501, Dry-Barrel | K10 - Potable Water Utilities | K1020 - Distribution | K1020100 - Service Areas | 1 | EA | 1/1/1960 00:00:00 | D-4 SOUTH OF 420 | Mayport-Potable Water-Service Area-Zone 12 | PWD MAYPORT
MAYPOR-PW-SA-12 | A123037 | UEM,Hydrant, FH-504, Dry-Barrel | K10 - Potable Water Utilities | K1020 - Distribution | K1020100 - Service Areas | 1 | EA | 1/1/1960 00:00:00 | MYP-FIRE HYDRANT D-1 PIER (MIDDLE) | Mayport-Potable Water-Service Area-Zone 12 | PWD MAYPORT
MAYPOR-PW-SA-12 | A123038 | UEM,Hydrant, FH-505, Dry-Barrel | K10 - Potable Water Utilities | K1020 - Distribution | K1020100 - Service Areas | 1 | EA | 1/1/1960 00:00:00 | OUTSIDE D-1 FENCE ON ISLAND IN PARKING LOT NEAR 1878 | Mayport-Potable Water-Service Area-Zone 12 | PWD MAYPORT
MAYPOR-PW-SA-12 | S365188 | UEM,Mechanical Meter, SE_03_FW_BL_2210_1, Delivery, Other, 120320147 | K10 - Potable Water Utilities | K1020 - Distribution | K1020100 - Service Areas | 1 | EA | 1/1/2012 00:00:00 | BLDG-2210 | Mayport-Potable Water-Service Area-Zone 12 | PWD MAYPORT
MAYPOR-PW-SA-12 | S437073 | UEM,Hydrant, FH-502, Dry-Barrel | K10 - Potable Water Utilities | K1020 - Distribution | K1020100 - Service Areas | 1 | EA | 6/1/1960 00:00:00 | D-3 NORTH OF 419 | Mayport-Potable Water-Service Area-Zone 12 | PWD MAYPORT
MAYPOR-PW-SA-12 | S447448 | UEM,Control System, ANT-2210, Antenna | K10 - Potable Water Utilities | K1020 - Distribution | K1020100 - Service Areas | 1 | EA | 6/1/2011 00:00:00 |  | Mayport-Potable Water-Service Area-Zone 12 | PWD MAYPORT
MAYPOR-PW-SA-12 | S454644 | UEM,Control Valve, PIV-32, Flow Control | K10 - Potable Water Utilities | K1020 - Distribution | K1020100 - Service Areas | 1 | EA | 1/1/1980 00:00:00 | BLDG 25 NORTHEAST SIDE NEAR WHARF D | Mayport-Potable Water-Service Area-Zone 12 | PWD MAYPORT
MAYPOR-PW-SA-12 | S468759 | UEM,Control Valve, BFP-D-1, Backflow Preventer Reduced Pressure | K10 - Potable Water Utilities | K1020 - Distribution | K1020100 - Service Areas | 1 | EA | 1/1/1980 00:00:00 | ALPHA WHARF D-1 TAG# 26 | Mayport-Potable Water-Service Area-Zone 12 | PWD MAYPORT
MAYPOR-PW-SA-12 | S468760 | UEM,Control Valve, BFP-D-1, Backflow Preventer Reduced Pressure | K10 - Potable Water Utilities | K1020 - Distribution | K1020100 - Service Areas | 1 | EA | 1/1/1980 00:00:00 | ALPHA WHARF D-1 TAG# 27 | Mayport-Potable Water-Service Area-Zone 12 | PWD MAYPORT
MAYPOR-PW-SA-12 | S468765 | UEM,Control Valve, BFP-D-1, Backflow Preventer Reduced Pressure | K10 - Potable Water Utilities | K1020 - Distribution | K1020100 - Service Areas | 1 | EA | 1/1/1980 00:00:00 | ALPHA WHARF D-1 TAG# 28 | Mayport-Potable Water-Service Area-Zone 12 | PWD MAYPORT
MAYPOR-PW-SA-12 | S468766 | UEM,Control Valve, BFP-D-1, Backflow Preventer Reduced Pressure | K10 - Potable Water Utilities | K1020 - Distribution | K1020100 - Service Areas | 1 | EA | 1/1/1980 00:00:00 | ALPHA WHARF D-1 TAG# 29 | Mayport-Potable Water-Service Area-Zone 12 | PWD MAYPORT
MAYPOR-PW-SA-12 | S468767 | UEM,Control Valve, BFP-D-1, Backflow Preventer Reduced Pressure | K10 - Potable Water Utilities | K1020 - Distribution | K1020100 - Service Areas | 1 | EA | 1/1/1980 00:00:00 | ALPHA WHARF D-1 TAG# 30 | Mayport-Potable Water-Service Area-Zone 12 | PWD MAYPORT
MAYPOR-PW-SA-12 | S468770 | UEM,Control Valve, BFP-D-1, Backflow Preventer Reduced Pressure | K10 - Potable Water Utilities | K1020 - Distribution | K1020100 - Service Areas | 1 | EA | 1/1/1980 00:00:00 | ALPHA WHARF D-1 TAG# 31 | Mayport-Potable Water-Service Area-Zone 12 | PWD MAYPORT
MAYPOR-PW-SA-12 | S468774 | UEM,Control Valve, BFP-D-2, Backflow Preventer Reduced Pressure | K10 - Potable Water Utilities | K1020 - Distribution | K1020100 - Service Areas | 1 | EA | 1/1/1980 00:00:00 | ALPHA WHARF D-2 TAG# 32 | Mayport-Potable Water-Service Area-Zone 12 | PWD MAYPORT
MAYPOR-PW-SA-12 | S468775 | UEM,Control Valve, BFP-D-2, Backflow Preventer Reduced Pressure | K10 - Potable Water Utilities | K1020 - Distribution | K1020100 - Service Areas | 1 | EA | 1/1/1980 00:00:00 | ALPHA WHARF D-2 TAG# 33 | Mayport-Potable Water-Service Area-Zone 12 | PWD MAYPORT
MAYPOR-PW-SA-12 | S468777 | UEM,Control Valve, BFP-D-2, Backflow Preventer Reduced Pressure | K10 - Potable Water Utilities | K1020 - Distribution | K1020100 - Service Areas | 1 | EA | 1/1/1980 00:00:00 | ALPHA WHARF D-2 TAG# 34 | Mayport-Potable Water-Service Area-Zone 12 | PWD MAYPORT
MAYPOR-PW-SA-12 | S468778 | UEM,Control Valve, BFP-D-2, Backflow Preventer Reduced Pressure | K10 - Potable Water Utilities | K1020 - Distribution | K1020100 - Service Areas | 1 | EA | 1/1/1980 00:00:00 | ALPHA WHARF D-2 TAG# 35 | Mayport-Potable Water-Service Area-Zone 12 | PWD MAYPORT
MAYPOR-PW-SA-12 | S468779 | UEM,Control Valve, BFP-D-2, Backflow Preventer Reduced Pressure | K10 - Potable Water Utilities | K1020 - Distribution | K1020100 - Service Areas | 1 | EA | 1/1/1980 00:00:00 | ALPHA WHARF D-2 TAG# 36 | Mayport-Potable Water-Service Area-Zone 12 | PWD MAYPORT
MAYPOR-PW-SA-12 | S468780 | UEM,Control Valve, BFP-D-2, Backflow Preventer Reduced Pressure | K10 - Potable Water Utilities | K1020 - Distribution | K1020100 - Service Areas | 1 | EA | 1/1/1980 00:00:00 | ALPHA WHARF D-2 TAG# 37 | Mayport-Potable Water-Service Area-Zone 12 | PWD MAYPORT
MAYPOR-PW-SA-12 | S468781 | UEM,Control Valve, BFP-D-3, Backflow Preventer Reduced Pressure | K10 - Potable Water Utilities | K1020 - Distribution | K1020100 - Service Areas | 1 | EA | 1/1/1980 00:00:00 | ALPHA WHARF D-3 TAG# 38 | Mayport-Potable Water-Service Area-Zone 12 | PWD MAYPORT
MAYPOR-PW-SA-12 | S468782 | UEM,Control Valve, BFP-D-3, Backflow Preventer Reduced Pressure | K10 - Potable Water Utilities | K1020 - Distribution | K1020100 - Service Areas | 1 | EA | 1/1/1980 00:00:00 | ALPHA WHARF D-3 TAG# 39 | Mayport-Potable Water-Service Area-Zone 12 | PWD MAYPORT
MAYPOR-PW-SA-12 | S468783 | UEM,Control Valve, BFP-D-3, Backflow Preventer Reduced Pressure | K10 - Potable Water Utilities | K1020 - Distribution | K1020100 - Service Areas | 1 | EA | 1/1/1980 00:00:00 | ALPHA WHARF D-3 TAG# 40 | Mayport-Potable Water-Service Area-Zone 12 | PWD MAYPORT
MAYPOR-PW-SA-12 | S468784 | UEM,Control Valve, BFP-D-3, Backflow Preventer Reduced Pressure | K10 - Potable Water Utilities | K1020 - Distribution | K1020100 - Service Areas | 1 | EA | 1/1/1980 00:00:00 | ALPHA WHARF D-3 TAG# 41 | Mayport-Potable Water-Service Area-Zone 12 | PWD MAYPORT
MAYPOR-PW-SA-12 | S468786 | UEM,Control Valve, BFP-D-3, Backflow Preventer Reduced Pressure | K10 - Potable Water Utilities | K1020 - Distribution | K1020100 - Service Areas | 1 | EA | 1/1/1980 00:00:00 | ALPHA WHARF D-3 TAG# 42 | Mayport-Potable Water-Service Area-Zone 12 | PWD MAYPORT
MAYPOR-PW-SA-12 | S468787 | UEM,Control Valve, BFP-D-3, Backflow Preventer Reduced Pressure | K10 - Potable Water Utilities | K1020 - Distribution | K1020100 - Service Areas | 1 | EA | 1/1/1980 00:00:00 | ALPHA WHARF D-3 TAG# 43 | Mayport-Potable Water-Service Area-Zone 12 | PWD MAYPORT
MAYPOR-PW-SA-12 | S468788 | UEM,Control Valve, BFP-D-4, Backflow Preventer Reduced Pressure | K10 - Potable Water Utilities | K1020 - Distribution | K1020100 - Service Areas | 1 | EA | 1/1/1980 00:00:00 | ALPHA WHARF D-4 TAG# 44 | Mayport-Potable Water-Service Area-Zone 12 | PWD MAYPORT
MAYPOR-PW-SA-12 | S468789 | UEM,Control Valve, BFP-D-4, Backflow Preventer Reduced Pressure | K10 - Potable Water Utilities | K1020 - Distribution | K1020100 - Service Areas | 1 | EA | 1/1/1980 00:00:00 | ALPHA WHARF D-4 TAG# 45 | Mayport-Potable Water-Service Area-Zone 12 | PWD MAYPORT
MAYPOR-PW-SA-12 | S468790 | UEM,Control Valve, BFP-D-4, Backflow Preventer Reduced Pressure | K10 - Potable Water Utilities | K1020 - Distribution | K1020100 - Service Areas | 1 | EA | 1/1/1980 00:00:00 | ALPHA WHARF D-4 TAG# 46 | Mayport-Potable Water-Service Area-Zone 12 | PWD MAYPORT
MAYPOR-PW-SA-12 | S468791 | UEM,Control Valve, BFP-D-4, Backflow Preventer Reduced Pressure | K10 - Potable Water Utilities | K1020 - Distribution | K1020100 - Service Areas | 1 | EA | 1/1/1980 00:00:00 | ALPHA WHARF D-4 TAG# 47 | Mayport-Potable Water-Service Area-Zone 12 | PWD MAYPORT
MAYPOR-PW-SA-12 | S468793 | UEM,Control Valve, BFP-D-4, Backflow Preventer Reduced Pressure | K10 - Potable Water Utilities | K1020 - Distribution | K1020100 - Service Areas | 1 | EA | 1/1/1980 00:00:00 | ALPHA WHARF D-4 TAG# 48 | Mayport-Potable Water-Service Area-Zone 12 | PWD MAYPORT
MAYPOR-PW-SA-12 | S468794 | UEM,Control Valve, BFP-D-4, Backflow Preventer Reduced Pressure | K10 - Potable Water Utilities | K1020 - Distribution | K1020100 - Service Areas | 1 | EA | 1/1/1980 00:00:00 | ALPHA WHARF D-4 TAG# 49 | Mayport-Potable Water-Service Area-Zone 12 | PWD MAYPORT
MAYPOR-PW-SA-12 | UMA435000193 | SYSTEM VALVE, GV-147, GATE, 2.5, INCHES | K10 - Potable Water Utilities | K1020 - Distribution | K1020100 - Service Areas | 1 | EA | 1/1/1960 00:00:00 |  | Mayport-Potable Water-Service Area-Zone 12 | PWD MAYPORT
MAYPOR-PW-SA-12 | UMA435000194 | SYSTEM VALVE, GV-148, GATE, 2.5, INCHES | K10 - Potable Water Utilities | K1020 - Distribution | K1020100 - Service Areas | 1 | EA | 1/1/1960 00:00:00 |  | Mayport-Potable Water-Service Area-Zone 12 | PWD MAYPORT
MAYPOR-PW-SA-12 | UMA435000195 | SYSTEM VALVE, GV-149, GATE, 2.5, INCHES | K10 - Potable Water Utilities | K1020 - Distribution | K1020100 - Service Areas | 1 | EA | 1/1/1960 00:00:00 |  | Mayport-Potable Water-Service Area-Zone 12 | PWD MAYPORT
MAYPOR-PW-SA-12 | UMA435000196 | SYSTEM VALVE, GV-150, GATE, 2.5, INCHES | K10 - Potable Water Utilities | K1020 - Distribution | K1020100 - Service Areas | 1 | EA | 1/1/1960 00:00:00 |  | Mayport-Potable Water-Service Area-Zone 12 | PWD MAYPORT
MAYPOR-PW-SA-12 | UMA435000197 | SYSTEM VALVE, GV-151, GATE, 2.5, INCHES | K10 - Potable Water Utilities | K1020 - Distribution | K1020100 - Service Areas | 1 | EA | 1/1/1960 00:00:00 |  | Mayport-Potable Water-Service Area-Zone 12 | PWD MAYPORT
MAYPOR-PW-SA-12 | UMA435000198 | SYSTEM VALVE, GV-152, GATE, 2.5, INCHES | K10 - Potable Water Utilities | K1020 - Distribution | K1020100 - Service Areas | 1 | EA | 1/1/1960 00:00:00 |  | Mayport-Potable Water-Service Area-Zone 12 | PWD MAYPORT
MAYPOR-PW-SA-12 | UMA435000280 | SYSTEM VALVE, BV-2-A-147-1, BALL, 2.5, INCHES | K10 - Potable Water Utilities | K1020 - Distribution | K1020100 - Service Areas | 1 | EA | 1/1/1960 00:00:00 |  | Mayport-Potable Water-Service Area-Zone 12 | PWD MAYPORT
MAYPOR-PW-SA-12 | UMA435000281 | SYSTEM VALVE, BV-2-A-147-4, BALL, 2.5, INCHES | K10 - Potable Water Utilities | K1020 - Distribution | K1020100 - Service Areas | 1 | EA | 1/1/1960 00:00:00 |  | Mayport-Potable Water-Service Area-Zone 12 | PWD MAYPORT
MAYPOR-PW-SA-12 | UMA435000282 | SYSTEM VALVE, BV-2-A-147-3, BALL, 2.5, INCHES | K10 - Potable Water Utilities | K1020 - Distribution | K1020100 - Service Areas | 1 | EA | 1/1/1960 00:00:00 |  | Mayport-Potable Water-Service Area-Zone 12 | PWD MAYPORT
MAYPOR-PW-SA-12 | UMA435000283 | SYSTEM VALVE, BV-2-A-147-2, BALL, 2.5, INCHES | K10 - Potable Water Utilities | K1020 - Distribution | K1020100 - Service Areas | 1 | EA | 1/1/1960 00:00:00 |  | Mayport-Potable Water-Service Area-Zone 12 | PWD MAYPORT
MAYPOR-PW-SA-12 | UMA435000284 | SYSTEM VALVE, BV-2-A-148-1, BALL, 2.5, INCHES | K10 - Potable Water Utilities | K1020 - Distribution | K1020100 - Service Areas | 1 | EA | 1/1/1960 00:00:00 |  | Mayport-Potable Water-Service Area-Zone 12 | PWD MAYPORT
MAYPOR-PW-SA-12 | UMA435000285 | SYSTEM VALVE, BV-2-A-148-2, BALL, 2.5, INCHES | K10 - Potable Water Utilities | K1020 - Distribution | K1020100 - Service Areas | 1 | EA | 1/1/1960 00:00:00 |  | Mayport-Potable Water-Service Area-Zone 12 | PWD MAYPORT
MAYPOR-PW-SA-12 | UMA435000286 | SYSTEM VALVE, BV-2-A-148-3, BALL, 2.5, INCHES | K10 - Potable Water Utilities | K1020 - Distribution | K1020100 - Service Areas | 1 | EA | 1/1/1960 00:00:00 |  | Mayport-Potable Water-Service Area-Zone 12 | PWD MAYPORT
MAYPOR-PW-SA-12 | UMA435000287 | SYSTEM VALVE, BV-2-A-148-4, BALL, 2.5, INCHES | K10 - Potable Water Utilities | K1020 - Distribution | K1020100 - Service Areas | 1 | EA | 1/1/1960 00:00:00 |  | Mayport-Potable Water-Service Area-Zone 12 | PWD MAYPORT
MAYPOR-PW-SA-12 | UMA435000288 | SYSTEM VALVE, WV-A-HYD505-1, GATE, 2.5, INCHES | K10 - Potable Water Utilities | K1020 - Distribution | K1020100 - Service Areas | 1 | EA | 1/1/1960 00:00:00 |  | Mayport-Potable Water-Service Area-Zone 12 | PWD MAYPORT
MAYPOR-PW-SA-12 | UMA435000289 | SYSTEM VALVE, WV-A-HYD505-2, GATE, 2.5, INCHES | K10 - Potable Water Utilities | K1020 - Distribution | K1020100 - Service Areas | 1 | EA | 1/1/1960 00:00:00 |  | Mayport-Potable Water-Service Area-Zone 12 | PWD MAYPORT
MAYPOR-PW-SA-12 | UMA435000291 | SYSTEM VALVE, WV-A-HYD504, GATE, 2.5, INCHES | K10 - Potable Water Utilities | K1020 - Distribution | K1020100 - Service Areas | 1 | EA | 1/1/1960 00:00:00 |  | Mayport-Potable Water-Service Area-Zone 12 | PWD MAYPORT
MAYPOR-PW-SA-12 | UMA435000292 | SYSTEM VALVE, BV-2-A-149-1, BALL, 2.5, INCHES | K10 - Potable Water Utilities | K1020 - Distribution | K1020100 - Service Areas | 1 | EA | 1/1/1960 00:00:00 |  | Mayport-Potable Water-Service Area-Zone 12 | PWD MAYPORT
MAYPOR-PW-SA-12 | UMA435000293 | SYSTEM VALVE, BV-2-A-149-2, BALL, 2.5, INCHES | K10 - Potable Water Utilities | K1020 - Distribution | K1020100 - Service Areas | 1 | EA | 1/1/1960 00:00:00 |  | Mayport-Potable Water-Service Area-Zone 12 | PWD MAYPORT
MAYPOR-PW-SA-12 | UMA435000294 | SYSTEM VALVE, BV-2-A-149-3, BALL, 2.5, INCHES | K10 - Potable Water Utilities | K1020 - Distribution | K1020100 - Service Areas | 1 | EA | 1/1/1960 00:00:00 |  | Mayport-Potable Water-Service Area-Zone 12 | PWD MAYPORT
MAYPOR-PW-SA-12 | UMA435000295 | SYSTEM VALVE, BV-2-A-149-4, BALL, 2.5, INCHES | K10 - Potable Water Utilities | K1020 - Distribution | K1020100 - Service Areas | 1 | EA | 1/1/1960 00:00:00 |  | Mayport-Potable Water-Service Area-Zone 12 | PWD MAYPORT
MAYPOR-PW-SA-12 | UMA435000297 | SYSTEM VALVE, BV-2-A-150-1, BALL, 2.5, INCHES | K10 - Potable Water Utilities | K1020 - Distribution | K1020100 - Service Areas | 1 | EA | 1/1/1960 00:00:00 |  | Mayport-Potable Water-Service Area-Zone 12 | PWD MAYPORT
MAYPOR-PW-SA-12 | UMA435000298 | SYSTEM VALVE, BV-2-A-150-2, BALL, 2.5, INCHES | K10 - Potable Water Utilities | K1020 - Distribution | K1020100 - Service Areas | 1 | EA | 1/1/1960 00:00:00 |  | Mayport-Potable Water-Service Area-Zone 12 | PWD MAYPORT
MAYPOR-PW-SA-12 | UMA435000299 | SYSTEM VALVE, BV-2-A-150-3, BALL, 2.5, INCHES | K10 - Potable Water Utilities | K1020 - Distribution | K1020100 - Service Areas | 1 | EA | 1/1/1960 00:00:00 |  | Mayport-Potable Water-Service Area-Zone 12 | PWD MAYPORT
MAYPOR-PW-SA-12 | UMA435000300 | SYSTEM VALVE, BV-2-A-150-4, BALL, 2.5, INCHES | K10 - Potable Water Utilities | K1020 - Distribution | K1020100 - Service Areas | 1 | EA | 1/1/1960 00:00:00 |  | Mayport-Potable Water-Service Area-Zone 12 | PWD MAYPORT
MAYPOR-PW-SA-12 | UMA435000301 | SYSTEM VALVE, WV-A-B421N-1, GATE, 2.5, INCHES | K10 - Potable Water Utilities | K1020 - Distribution | K1020100 - Service Areas | 1 | EA | 1/1/1960 00:00:00 |  | Mayport-Potable Water-Service Area-Zone 12 | PWD MAYPORT
MAYPOR-PW-SA-12 | UMA435000302 | SYSTEM VALVE, WV-A-B421S-1, GATE, 2.5, INCHES | K10 - Potable Water Utilities | K1020 - Distribution | K1020100 - Service Areas | 1 | EA | 1/1/1960 00:00:00 |  | Mayport-Potable Water-Service Area-Zone 12 | PWD MAYPORT
MAYPOR-PW-SA-12 | UMA435000303 | SYSTEM VALVE, BV-2-A-151-1, BALL, 2.5, INCHES | K10 - Potable Water Utilities | K1020 - Distribution | K1020100 - Service Areas | 1 | EA | 1/1/1960 00:00:00 |  | Mayport-Potable Water-Service Area-Zone 12 | PWD MAYPORT
MAYPOR-PW-SA-12 | UMA435000304 | SYSTEM VALVE, BV-2-A-151-2, BALL, 2.5, INCHES | K10 - Potable Water Utilities | K1020 - Distribution | K1020100 - Service Areas | 1 | EA | 1/1/1960 00:00:00 |  | Mayport-Potable Water-Service Area-Zone 12 | PWD MAYPORT
MAYPOR-PW-SA-12 | UMA435000305 | SYSTEM VALVE, BV-2-A-151-3, BALL, 2.5, INCHES | K10 - Potable Water Utilities | K1020 - Distribution | K1020100 - Service Areas | 1 | EA | 1/1/1960 00:00:00 |  | Mayport-Potable Water-Service Area-Zone 12 | PWD MAYPORT
MAYPOR-PW-SA-12 | UMA435000306 | SYSTEM VALVE, BV-2-A-151-4, BALL, 2.5, INCHES | K10 - Potable Water Utilities | K1020 - Distribution | K1020100 - Service Areas | 1 | EA | 1/1/1960 00:00:00 |  | Mayport-Potable Water-Service Area-Zone 12 | PWD MAYPORT
MAYPOR-PW-SA-12 | UMA435000307 | SYSTEM VALVE, BV-2-A-152-1, BALL, 2.5, INCHES | K10 - Potable Water Utilities | K1020 - Distribution | K1020100 - Service Areas | 1 | EA | 1/1/1960 00:00:00 |  | Mayport-Potable Water-Service Area-Zone 12 | PWD MAYPORT
MAYPOR-PW-SA-12 | UMA435000308 | SYSTEM VALVE, BV-2-A-152-2, BALL, 2.5, INCHES | K10 - Potable Water Utilities | K1020 - Distribution | K1020100 - Service Areas | 1 | EA | 1/1/1960 00:00:00 |  | Mayport-Potable Water-Service Area-Zone 12 | PWD MAYPORT
MAYPOR-PW-SA-12 | UMA435000309 | SYSTEM VALVE, BV-2-A-152-3, BALL, 2.5, INCHES | K10 - Potable Water Utilities | K1020 - Distribution | K1020100 - Service Areas | 1 | EA | 1/1/1960 00:00:00 |  | Mayport-Potable Water-Service Area-Zone 12 | PWD MAYPORT
MAYPOR-PW-SA-12 | UMA435000310 | SYSTEM VALVE, BV-2-A-152-4, BALL, 2.5, INCHES | K10 - Potable Water Utilities | K1020 - Distribution | K1020100 - Service Areas | 1 | EA | 1/1/1960 00:00:00 |  | Mayport-Potable Water-Service Area-Zone 12 | PWD MAYPORT
MAYPOR-PW-SA-12 | UMA435000311 | SYSTEM VALVE, GV-153, GATE, 2.5, INCHES | K10 - Potable Water Utilities | K1020 - Distribution | K1020100 - Service Areas | 1 | EA | 1/1/1960 00:00:00 |  | Mayport-Potable Water-Service Area-Zone 12 | PWD MAYPORT
MAYPOR-PW-SA-12 | UMA435000312 | SYSTEM VALVE, WV-2-A-HYD503, GATE, 2.5, INCHES | K10 - Potable Water Utilities | K1020 - Distribution | K1020100 - Service Areas | 1 | EA | 1/1/1960 00:00:00 |  | Mayport-Potable Water-Service Area-Zone 12 | PWD MAYPORT
MAYPOR-PW-SA-12 | UMA435000314 | SYSTEM VALVE, GV-2-A-155, GATE, 4, INCHES | K10 - Potable Water Utilities | K1020 - Distribution | K1020100 - Service Areas | 1 | EA | 1/1/1960 00:00:00 |  | Mayport-Potable Water-Service Area-Zone 12 | PWD MAYPORT
MAYPOR-PW-SA-12 | UMA435000315 | SYSTEM VALVE, BV-2-A-155-1, GATE, 2.5, INCHES | K10 - Potable Water Utilities | K1020 - Distribution | K1020100 - Service Areas | 1 | EA | 1/1/1960 00:00:00 |  | Mayport-Potable Water-Service Area-Zone 12 | PWD MAYPORT
MAYPOR-PW-SA-12 | UMA435000316 | SYSTEM VALVE, GV-2-A-155-3, CHECK, 2.5, INCHES | K10 - Potable Water Utilities | K1020 - Distribution | K1020100 - Service Areas | 1 | EA | 1/1/1960 00:00:00 |  | Mayport-Potable Water-Service Area-Zone 12 | PWD MAYPORT
MAYPOR-PW-SA-12 | UMA435000318 | SYSTEM VALVE, GV-2-A-155-4, CHECK, 2.5, INCHES | K10 - Potable Water Utilities | K1020 - Distribution | K1020100 - Service Areas | 1 | EA | 1/1/1960 00:00:00 |  | Mayport-Potable Water-Service Area-Zone 12 | PWD MAYPORT
MAYPOR-PW-SA-12 | UMA435000319 | SYSTEM VALVE, GV-154, GATE, 2.5, INCHES | K10 - Potable Water Utilities | K1020 - Distribution | K1020100 - Service Areas | 1 | EA | 1/1/1960 00:00:00 |  | Mayport-Potable Water-Service Area-Zone 12 | PWD MAYPORT
MAYPOR-PW-SA-12 | UMA435000320 | SYSTEM VALVE, BV-2-A-154-1, GATE, 2.5, INCHES | K10 - Potable Water Utilities | K1020 - Distribution | K1020100 - Service Areas | 1 | EA | 1/1/1960 00:00:00 |  | Mayport-Potable Water-Service Area-Zone 12 | PWD MAYPORT
MAYPOR-PW-SA-12 | UMA435000321 | SYSTEM VALVE, BV-2-A-155-2, GATE, 2.5, INCHES | K10 - Potable Water Utilities | K1020 - Distribution | K1020100 - Service Areas | 1 | EA | 1/1/1960 00:00:00 |  | Mayport-Potable Water-Service Area-Zone 12 | PWD MAYPORT
MAYPOR-PW-SA-12 | UMA435000322 | SYSTEM VALVE, BV-2-A-154-2, GATE, 2.5, INCHES | K10 - Potable Water Utilities | K1020 - Distribution | K1020100 - Service Areas | 1 | EA | 1/1/1960 00:00:00 |  | Mayport-Potable Water-Service Area-Zone 12 | PWD MAYPORT
MAYPOR-PW-SA-12 | UMA435000323 | SYSTEM VALVE, GV-2-A-154-3, CHECK, 2.5, INCHES | K10 - Potable Water Utilities | K1020 - Distribution | K1020100 - Service Areas | 1 | EA | 1/1/1960 00:00:00 |  | Mayport-Potable Water-Service Area-Zone 12 | PWD MAYPORT
MAYPOR-PW-SA-12 | UMA435000324 | SYSTEM VALVE, GV-2-A-154-4, CHECK, 2.5, INCHES | K10 - Potable Water Utilities | K1020 - Distribution | K1020100 - Service Areas | 1 | EA | 1/1/1960 00:00:00 |  | Mayport-Potable Water-Service Area-Zone 12 | PWD MAYPORT
MAYPOR-PW-SA-12 | UMA435000325 | SYSTEM VALVE, BV-2-A-153-1, GATE, 2.5, INCHES | K10 - Potable Water Utilities | K1020 - Distribution | K1020100 - Service Areas | 1 | EA | 1/1/1960 00:00:00 |  | Mayport-Potable Water-Service Area-Zone 12 | PWD MAYPORT
MAYPOR-PW-SA-12 | UMA435000326 | SYSTEM VALVE, BV-2-A-153-2, GATE, 2.5, INCHES | K10 - Potable Water Utilities | K1020 - Distribution | K1020100 - Service Areas | 1 | EA | 1/1/1960 00:00:00 |  | Mayport-Potable Water-Service Area-Zone 12 | PWD MAYPORT
MAYPOR-PW-SA-12 | UMA435000327 | SYSTEM VALVE, GV-2-A-153-3, CHECK, 2.5, INCHES | K10 - Potable Water Utilities | K1020 - Distribution | K1020100 - Service Areas | 1 | EA | 1/1/1960 00:00:00 |  | Mayport-Potable Water-Service Area-Zone 12 | PWD MAYPORT
MAYPOR-PW-SA-12 | UMA435000328 | SYSTEM VALVE, GV-2-A-153-4, CHECK, 2.5, INCHES | K10 - Potable Water Utilities | K1020 - Distribution | K1020100 - Service Areas | 1 | EA | 1/1/1960 00:00:00 |  | Mayport-Potable Water-Service Area-Zone 12 | PWD MAYPORT
MAYPOR-PW-SA-12 | UMA435000329 | SYSTEM VALVE, GV-2-A-158, GATE, 4, INCHES | K10 - Potable Water Utilities | K1020 - Distribution | K1020100 - Service Areas | 1 | EA | 1/1/1960 00:00:00 |  | Mayport-Potable Water-Service Area-Zone 12 | PWD MAYPORT
MAYPOR-PW-SA-12 | UMA435000330 | SYSTEM VALVE, BV-2-A-158-1, GATE, 2.5, INCHES | K10 - Potable Water Utilities | K1020 - Distribution | K1020100 - Service Areas | 1 | EA | 1/1/1960 00:00:00 |  | Mayport-Potable Water-Service Area-Zone 12 | PWD MAYPORT
MAYPOR-PW-SA-12 | UMA435000331 | SYSTEM VALVE, BV-2-A-158-2, GATE, 2.5, INCHES | K10 - Potable Water Utilities | K1020 - Distribution | K1020100 - Service Areas | 1 | EA | 1/1/1960 00:00:00 |  | Mayport-Potable Water-Service Area-Zone 12 | PWD MAYPORT
MAYPOR-PW-SA-12 | UMA435000332 | SYSTEM VALVE, GV-2-A-158-3, CHECK, 2.5, INCHES | K10 - Potable Water Utilities | K1020 - Distribution | K1020100 - Service Areas | 1 | EA | 1/1/1960 00:00:00 |  | Mayport-Potable Water-Service Area-Zone 12 | PWD MAYPORT
MAYPOR-PW-SA-12 | UMA435000333 | SYSTEM VALVE, GV-2-A-158-4, CHECK, 2.5, INCHES | K10 - Potable Water Utilities | K1020 - Distribution | K1020100 - Service Areas | 1 | EA | 1/1/1960 00:00:00 |  | Mayport-Potable Water-Service Area-Zone 12 | PWD MAYPORT
MAYPOR-PW-SA-12 | UMA435000334 | SYSTEM VALVE, GV-2-A-157, GATE, 4, INCHES | K10 - Potable Water Utilities | K1020 - Distribution | K1020100 - Service Areas | 1 | EA | 1/1/1960 00:00:00 |  | Mayport-Potable Water-Service Area-Zone 12 | PWD MAYPORT
MAYPOR-PW-SA-12 | UMA435000335 | SYSTEM VALVE, BV-2-A-157-1, GATE, 2.5, INCHES | K10 - Potable Water Utilities | K1020 - Distribution | K1020100 - Service Areas | 1 | EA | 1/1/1960 00:00:00 |  | Mayport-Potable Water-Service Area-Zone 12 | PWD MAYPORT
MAYPOR-PW-SA-12 | UMA435000336 | SYSTEM VALVE, BV-2-A-157-2, GATE, 2.5, INCHES | K10 - Potable Water Utilities | K1020 - Distribution | K1020100 - Service Areas | 1 | EA | 1/1/1960 00:00:00 |  | Mayport-Potable Water-Service Area-Zone 12 | PWD MAYPORT
MAYPOR-PW-SA-12 | UMA435000337 | SYSTEM VALVE, GV-2-A-157-3, CHECK, 2.5, INCHES | K10 - Potable Water Utilities | K1020 - Distribution | K1020100 - Service Areas | 1 | EA | 1/1/1960 00:00:00 |  | Mayport-Potable Water-Service Area-Zone 12 | PWD MAYPORT
MAYPOR-PW-SA-12 | UMA435000338 | SYSTEM VALVE, GV-2-A-157-4, CHECK, 2.5, INCHES | K10 - Potable Water Utilities | K1020 - Distribution | K1020100 - Service Areas | 1 | EA | 1/1/1960 00:00:00 |  | Mayport-Potable Water-Service Area-Zone 12 | PWD MAYPORT
MAYPOR-PW-SA-12 | UMA435000339 | SYSTEM VALVE, GV-2-A-156, GATE, 4, INCHES | K10 - Potable Water Utilities | K1020 - Distribution | K1020100 - Service Areas | 1 | EA | 1/1/1960 00:00:00 |  | Mayport-Potable Water-Service Area-Zone 12 | PWD MAYPORT
MAYPOR-PW-SA-12 | UMA435000340 | SYSTEM VALVE, BV-2-A-156-1, GATE, 2.5, INCHES | K10 - Potable Water Utilities | K1020 - Distribution | K1020100 - Service Areas | 1 | EA | 1/1/1960 00:00:00 |  | Mayport-Potable Water-Service Area-Zone 12 | PWD MAYPORT
MAYPOR-PW-SA-12 | UMA435000341 | SYSTEM VALVE, BV-2-A-156-2, GATE, 2.5, INCHES | K10 - Potable Water Utilities | K1020 - Distribution | K1020100 - Service Areas | 1 | EA | 1/1/1960 00:00:00 |  | Mayport-Potable Water-Service Area-Zone 12 | PWD MAYPORT
MAYPOR-PW-SA-12 | UMA435000342 | SYSTEM VALVE, GV-2-A-156-3, CHECK, 2.5, INCHES | K10 - Potable Water Utilities | K1020 - Distribution | K1020100 - Service Areas | 1 | EA | 1/1/1960 00:00:00 |  | Mayport-Potable Water-Service Area-Zone 12 | PWD MAYPORT
MAYPOR-PW-SA-12 | UMA435000343 | SYSTEM VALVE, GV-2-A-156-4, CHECK, 2.5, INCHES | K10 - Potable Water Utilities | K1020 - Distribution | K1020100 - Service Areas | 1 | EA | 1/1/1960 00:00:00 |  | Mayport-Potable Water-Service Area-Zone 12 | PWD MAYPORT
MAYPOR-PW-SA-12 | UMA435000344 | SYSTEM VALVE, WV-2-A-B190N, GATE, 2.5, INCHES | K10 - Potable Water Utilities | K1020 - Distribution | K1020100 - Service Areas | 1 | EA | 1/1/1960 00:00:00 |  | Mayport-Potable Water-Service Area-Zone 12 | PWD MAYPORT
MAYPOR-PW-SA-12 | UMA435000345 | SYSTEM VALVE, WV-2-A-B190S, GATE, 2.5, INCHES | K10 - Potable Water Utilities | K1020 - Distribution | K1020100 - Service Areas | 1 | EA | 1/1/1960 00:00:00 |  | Mayport-Potable Water-Service Area-Zone 12 | PWD MAYPORT
MAYPOR-PW-SA-12 | UMA435000346 | SYSTEM VALVE, WV-2-A-V161N, GATE, 2.5, INCHES | K10 - Potable Water Utilities | K1020 - Distribution | K1020100 - Service Areas | 1 | EA | 1/1/1960 00:00:00 |  | Mayport-Potable Water-Service Area-Zone 12 | PWD MAYPORT
MAYPOR-PW-SA-12 | UMA435000347 | SYSTEM VALVE, WV-2-A-V161S, GATE, 2.5, INCHES | K10 - Potable Water Utilities | K1020 - Distribution | K1020100 - Service Areas | 1 | EA | 1/1/1960 00:00:00 |  | Mayport-Potable Water-Service Area-Zone 12 | PWD MAYPORT
MAYPOR-PW-SA-12 | UMA435000348 | SYSTEM VALVE, GV-161, GATE, 4, INCHES | K10 - Potable Water Utilities | K1020 - Distribution | K1020100 - Service Areas | 1 | EA | 1/1/1960 00:00:00 |  | Mayport-Potable Water-Service Area-Zone 12 | PWD MAYPORT
MAYPOR-PW-SA-12 | UMA435000349 | SYSTEM VALVE, BV-2-A-161-1, GATE, 2.5, INCHES | K10 - Potable Water Utilities | K1020 - Distribution | K1020100 - Service Areas | 1 | EA | 1/1/1960 00:00:00 |  | Mayport-Potable Water-Service Area-Zone 12 | PWD MAYPORT
MAYPOR-PW-SA-12 | UMA435000350 | SYSTEM VALVE, GV-2-A-161-2, CHECK, 2.5, INCHES | K10 - Potable Water Utilities | K1020 - Distribution | K1020100 - Service Areas | 1 | EA | 1/1/1960 00:00:00 |  | Mayport-Potable Water-Service Area-Zone 12 | PWD MAYPORT
MAYPOR-PW-SA-12 | UMA435000351 | SYSTEM VALVE, GV-2-A-161-3, CHECK, 2.5, INCHES | K10 - Potable Water Utilities | K1020 - Distribution | K1020100 - Service Areas | 1 | EA | 1/1/1960 00:00:00 |  | Mayport-Potable Water-Service Area-Zone 12 | PWD MAYPORT
MAYPOR-PW-SA-12 | UMA435000352 | SYSTEM VALVE, GV-2-A-160, GATE, 4, INCHES | K10 - Potable Water Utilities | K1020 - Distribution | K1020100 - Service Areas | 1 | EA | 1/1/1960 00:00:00 |  | Mayport-Potable Water-Service Area-Zone 12 | PWD MAYPORT
MAYPOR-PW-SA-12 | UMA435000353 | SYSTEM VALVE, BV-2-A-160-1, GATE, 2.5, INCHES | K10 - Potable Water Utilities | K1020 - Distribution | K1020100 - Service Areas | 1 | EA | 1/1/1960 00:00:00 |  | Mayport-Potable Water-Service Area-Zone 12 | PWD MAYPORT
MAYPOR-PW-SA-12 | UMA435000354 | SYSTEM VALVE, GV-2-A-160-2, CHECK, 2.5, INCHES | K10 - Potable Water Utilities | K1020 - Distribution | K1020100 - Service Areas | 1 | EA | 1/1/1960 00:00:00 |  | Mayport-Potable Water-Service Area-Zone 12 | PWD MAYPORT
MAYPOR-PW-SA-12 | UMA435000355 | SYSTEM VALVE, GV-2-A-160-3, CHECK, 2.5, INCHES | K10 - Potable Water Utilities | K1020 - Distribution | K1020100 - Service Areas | 1 | EA | 1/1/1960 00:00:00 |  | Mayport-Potable Water-Service Area-Zone 12 | PWD MAYPORT
MAYPOR-PW-SA-12 | UMA435000356 | SYSTEM VALVE, GV-2-A-159, GATE, 4, INCHES | K10 - Potable Water Utilities | K1020 - Distribution | K1020100 - Service Areas | 1 | EA | 1/1/1960 00:00:00 |  | Mayport-Potable Water-Service Area-Zone 12 | PWD MAYPORT
MAYPOR-PW-SA-12 | UMA435000357 | SYSTEM VALVE, BV-2-A-159-1, GATE, 2.5, INCHES | K10 - Potable Water Utilities | K1020 - Distribution | K1020100 - Service Areas | 1 | EA | 1/1/1960 00:00:00 |  | Mayport-Potable Water-Service Area-Zone 12 | PWD MAYPORT
MAYPOR-PW-SA-12 | UMA435000358 | SYSTEM VALVE, GV-2-A-159-2, CHECK, 2.5, INCHES | K10 - Potable Water Utilities | K1020 - Distribution | K1020100 - Service Areas | 1 | EA | 1/1/1960 00:00:00 |  | Mayport-Potable Water-Service Area-Zone 12 | PWD MAYPORT
MAYPOR-PW-SA-12 | UMA435000359 | SYSTEM VALVE, GV-2-A-159-3, CHECK, 2.5, INCHES | K10 - Potable Water Utilities | K1020 - Distribution | K1020100 - Service Areas | 1 | EA | 1/1/1960 00:00:00 |  | Mayport-Potable Water-Service Area-Zone 12 | PWD MAYPORT
MAYPOR-PW-SA-12 | UMA435000360 | SYSTEM VALVE, WV-D3-B419-1, GATE, 2.5, INCHES | K10 - Potable Water Utilities | K1020 - Distribution | K1020100 - Service Areas | 1 | EA | 1/1/1960 00:00:00 |  | Mayport-Potable Water-Service Area-Zone 12 | PWD MAYPORT
MAYPOR-PW-SA-12 | UMA435000361 | SYSTEM VALVE, WV-D3-B419-2, GATE, 2.5, INCHES | K10 - Potable Water Utilities | K1020 - Distribution | K1020100 - Service Areas | 1 | EA | 1/1/1960 00:00:00 |  | Mayport-Potable Water-Service Area-Zone 12 | PWD MAYPORT
MAYPOR-PW-SA-12 | UMA435000362 | SYSTEM VALVE, WV-D3-B419-3, GATE, 2.5, INCHES | K10 - Potable Water Utilities | K1020 - Distribution | K1020100 - Service Areas | 1 | EA | 1/1/1960 00:00:00 |  | Mayport-Potable Water-Service Area-Zone 12 | PWD MAYPORT
MAYPOR-PW-SA-12 | UMA435000363 | SYSTEM VALVE, GV-D3-162, GATE, 4, INCHES | K10 - Potable Water Utilities | K1020 - Distribution | K1020100 - Service Areas | 1 | EA | 1/1/1960 00:00:00 |  | Mayport-Potable Water-Service Area-Zone 12 | PWD MAYPORT
MAYPOR-PW-SA-12 | UMA435000364 | SYSTEM VALVE, BV-D3-162-1, GATE, 2.5, INCHES | K10 - Potable Water Utilities | K1020 - Distribution | K1020100 - Service Areas | 1 | EA | 1/1/1960 00:00:00 |  | Mayport-Potable Water-Service Area-Zone 12 | PWD MAYPORT
MAYPOR-PW-SA-12 | UMA435000365 | SYSTEM VALVE, GV-D3-163, GATE, 4, INCHES | K10 - Potable Water Utilities | K1020 - Distribution | K1020100 - Service Areas | 1 | EA | 1/1/1960 00:00:00 |  | Mayport-Potable Water-Service Area-Zone 12 | PWD MAYPORT
MAYPOR-PW-SA-12 | UMA435000366 | SYSTEM VALVE, GV-DE-162-2, CHECK, 2.5, INCHES | K10 - Potable Water Utilities | K1020 - Distribution | K1020100 - Service Areas | 1 | EA | 1/1/1960 00:00:00 |  | Mayport-Potable Water-Service Area-Zone 12 | PWD MAYPORT
MAYPOR-PW-SA-12 | UMA435000367 | SYSTEM VALVE, GV-D3-163-3, CHECK, 2.5, INCHES | K10 - Potable Water Utilities | K1020 - Distribution | K1020100 - Service Areas | 1 | EA | 1/1/1960 00:00:00 |  | Mayport-Potable Water-Service Area-Zone 12 | PWD MAYPORT
MAYPOR-PW-SA-12 | UMA435000368 | SYSTEM VALVE, BV-D3-163-1, GATE, 2.5, INCHES | K10 - Potable Water Utilities | K1020 - Distribution | K1020100 - Service Areas | 1 | EA | 1/1/1960 00:00:00 |  | Mayport-Potable Water-Service Area-Zone 12 | PWD MAYPORT
MAYPOR-PW-SA-12 | UMA435000369 | SYSTEM VALVE, GV-D3-163-2, CHECK, 2.5, INCHES | K10 - Potable Water Utilities | K1020 - Distribution | K1020100 - Service Areas | 1 | EA | 1/1/1960 00:00:00 |  | Mayport-Potable Water-Service Area-Zone 12 | PWD MAYPORT
MAYPOR-PW-SA-12 | UMA435000370 | SYSTEM VALVE, GV-D3-164, GATE, 4, INCHES | K10 - Potable Water Utilities | K1020 - Distribution | K1020100 - Service Areas | 1 | EA | 1/1/1960 00:00:00 |  | Mayport-Potable Water-Service Area-Zone 12 | PWD MAYPORT
MAYPOR-PW-SA-12 | UMA435000371 | SYSTEM VALVE, GV-D3-162-3, CHECK, 2.5, INCHES | K10 - Potable Water Utilities | K1020 - Distribution | K1020100 - Service Areas | 1 | EA | 1/1/1960 00:00:00 |  | Mayport-Potable Water-Service Area-Zone 12 | PWD MAYPORT
MAYPOR-PW-SA-12 | UMA435000372 | SYSTEM VALVE, BV-D3-164-1, GATE, 2.5, INCHES | K10 - Potable Water Utilities | K1020 - Distribution | K1020100 - Service Areas | 1 | EA | 1/1/1960 00:00:00 |  | Mayport-Potable Water-Service Area-Zone 12 | PWD MAYPORT
MAYPOR-PW-SA-12 | UMA435000373 | SYSTEM VALVE, GV-D3-164-2, CHECK, 2.5, INCHES | K10 - Potable Water Utilities | K1020 - Distribution | K1020100 - Service Areas | 1 | EA | 1/1/1960 00:00:00 |  | Mayport-Potable Water-Service Area-Zone 12 | PWD MAYPORT
MAYPOR-PW-SA-12 | UMA435000374 | SYSTEM VALVE, GV-D3-164-3, CHECK, 2.5, INCHES | K10 - Potable Water Utilities | K1020 - Distribution | K1020100 - Service Areas | 1 | EA | 1/1/1960 00:00:00 |  | Mayport-Potable Water-Service Area-Zone 12 | PWD MAYPORT
MAYPOR-PW-SA-12 | UMA435000375 | SYSTEM VALVE, GV-D3-165, GATE, 4, INCHES | K10 - Potable Water Utilities | K1020 - Distribution | K1020100 - Service Areas | 1 | EA | 1/1/1960 00:00:00 |  | Mayport-Potable Water-Service Area-Zone 12 | PWD MAYPORT
MAYPOR-PW-SA-12 | UMA435000376 | SYSTEM VALVE, BV-DE-165-1, GATE, 2.5, INCHES | K10 - Potable Water Utilities | K1020 - Distribution | K1020100 - Service Areas | 1 | EA | 1/1/1960 00:00:00 |  | Mayport-Potable Water-Service Area-Zone 12 | PWD MAYPORT
MAYPOR-PW-SA-12 | UMA435000377 | SYSTEM VALVE, GV-DE-165-2, CHECK, 2.5, INCHES | K10 - Potable Water Utilities | K1020 - Distribution | K1020100 - Service Areas | 1 | EA | 1/1/1960 00:00:00 |  | Mayport-Potable Water-Service Area-Zone 12 | PWD MAYPORT
MAYPOR-PW-SA-12 | UMA435000378 | SYSTEM VALVE, GV-DE-165-3, CHECK, 2.5, INCHES | K10 - Potable Water Utilities | K1020 - Distribution | K1020100 - Service Areas | 1 | EA | 1/1/1960 00:00:00 |  | Mayport-Potable Water-Service Area-Zone 12 | PWD MAYPORT
MAYPOR-PW-SA-12 | UMA435000379 | SYSTEM VALVE, GV-D3-166, GATE, 4, INCHES | K10 - Potable Water Utilities | K1020 - Distribution | K1020100 - Service Areas | 1 | EA | 1/1/1960 00:00:00 |  | Mayport-Potable Water-Service Area-Zone 12 | PWD MAYPORT
MAYPOR-PW-SA-12 | UMA435000380 | SYSTEM VALVE, BV-D3-166-1, GATE, 2.5, INCHES | K10 - Potable Water Utilities | K1020 - Distribution | K1020100 - Service Areas | 1 | EA | 1/1/1960 00:00:00 |  | Mayport-Potable Water-Service Area-Zone 12 | PWD MAYPORT
MAYPOR-PW-SA-12 | UMA435000381 | SYSTEM VALVE, GV-D3-166-2, CHECK, 2.5, INCHES | K10 - Potable Water Utilities | K1020 - Distribution | K1020100 - Service Areas | 1 | EA | 1/1/1960 00:00:00 |  | Mayport-Potable Water-Service Area-Zone 12 | PWD MAYPORT
MAYPOR-PW-SA-12 | UMA435000382 | SYSTEM VALVE, GV-D3-166-3, CHECK, 2.5, INCHES | K10 - Potable Water Utilities | K1020 - Distribution | K1020100 - Service Areas | 1 | EA | 1/1/1960 00:00:00 |  | Mayport-Potable Water-Service Area-Zone 12 | PWD MAYPORT
MAYPOR-PW-SA-12 | UMA435000383 | SYSTEM VALVE, GV-D3-167, GATE, 4, INCHES | K10 - Potable Water Utilities | K1020 - Distribution | K1020100 - Service Areas | 1 | EA | 1/1/1960 00:00:00 |  | Mayport-Potable Water-Service Area-Zone 12 | PWD MAYPORT
MAYPOR-PW-SA-12 | UMA435000384 | SYSTEM VALVE, BV-D3-167-1, GATE, 2.5, INCHES | K10 - Potable Water Utilities | K1020 - Distribution | K1020100 - Service Areas | 1 | EA | 1/1/1960 00:00:00 |  | Mayport-Potable Water-Service Area-Zone 12 | PWD MAYPORT
MAYPOR-PW-SA-12 | UMA435000385 | SYSTEM VALVE, GV-D3-167-2, CHECK, 2.5, INCHES | K10 - Potable Water Utilities | K1020 - Distribution | K1020100 - Service Areas | 1 | EA | 1/1/1960 00:00:00 |  | Mayport-Potable Water-Service Area-Zone 12 | PWD MAYPORT
MAYPOR-PW-SA-12 | UMA435000386 | SYSTEM VALVE, GV-D3-167-3, CHECK, 2.5, INCHES | K10 - Potable Water Utilities | K1020 - Distribution | K1020100 - Service Areas | 1 | EA | 1/1/1960 00:00:00 |  | Mayport-Potable Water-Service Area-Zone 12 | PWD MAYPORT
MAYPOR-PW-SA-12 | UMA435000387 | SYSTEM VALVE, WV-D3-165N-1, GATE, 2.5, INCHES | K10 - Potable Water Utilities | K1020 - Distribution | K1020100 - Service Areas | 1 | EA | 1/1/1960 00:00:00 |  | Mayport-Potable Water-Service Area-Zone 12 | PWD MAYPORT
MAYPOR-PW-SA-12 | UMA435000388 | SYSTEM VALVE, WV-D3-165S-2, GATE, 2.5, INCHES | K10 - Potable Water Utilities | K1020 - Distribution | K1020100 - Service Areas | 1 | EA | 1/1/1960 00:00:00 |  | Mayport-Potable Water-Service Area-Zone 12 | PWD MAYPORT
MAYPOR-PW-SA-12 | UMA435000389 | SYSTEM VALVE, GV-D4-168, GATE, 4, INCHES | K10 - Potable Water Utilities | K1020 - Distribution | K1020100 - Service Areas | 1 | EA | 1/1/1960 00:00:00 |  | Mayport-Potable Water-Service Area-Zone 12 | PWD MAYPORT
MAYPOR-PW-SA-12 | UMA435000390 | SYSTEM VALVE, BV-D4-168-1, GATE, 2.5, INCHES | K10 - Potable Water Utilities | K1020 - Distribution | K1020100 - Service Areas | 1 | EA | 1/1/1960 00:00:00 |  | Mayport-Potable Water-Service Area-Zone 12 | PWD MAYPORT
MAYPOR-PW-SA-12 | UMA435000391 | SYSTEM VALVE, GV-D4-168-2, CHECK, 2.5, INCHES | K10 - Potable Water Utilities | K1020 - Distribution | K1020100 - Service Areas | 1 | EA | 1/1/1960 00:00:00 |  | Mayport-Potable Water-Service Area-Zone 12 | PWD MAYPORT
MAYPOR-PW-SA-12 | UMA435000392 | SYSTEM VALVE, GV-D4-168-3, CHECK, 2.5, INCHES | K10 - Potable Water Utilities | K1020 - Distribution | K1020100 - Service Areas | 1 | EA | 1/1/1960 00:00:00 |  | Mayport-Potable Water-Service Area-Zone 12 | PWD MAYPORT
MAYPOR-PW-SA-12 | UMA435000393 | SYSTEM VALVE, GV-D4-169, GATE, 4, INCHES | K10 - Potable Water Utilities | K1020 - Distribution | K1020100 - Service Areas | 1 | EA | 1/1/1960 00:00:00 |  | Mayport-Potable Water-Service Area-Zone 12 | PWD MAYPORT
MAYPOR-PW-SA-12 | UMA435000394 | SYSTEM VALVE, BV-D4-169-1, GATE, 2.5, INCHES | K10 - Potable Water Utilities | K1020 - Distribution | K1020100 - Service Areas | 1 | EA | 1/1/1960 00:00:00 |  | Mayport-Potable Water-Service Area-Zone 12 | PWD MAYPORT
MAYPOR-PW-SA-12 | UMA435000395 | SYSTEM VALVE, GV -D4-169-2, CHECK, 2.5, INCHES | K10 - Potable Water Utilities | K1020 - Distribution | K1020100 - Service Areas | 1 | EA | 1/1/1960 00:00:00 |  | Mayport-Potable Water-Service Area-Zone 12 | PWD MAYPORT
MAYPOR-PW-SA-12 | UMA435000396 | SYSTEM VALVE, GV-D4-169-3, CHECK, 2.5, INCHES | K10 - Potable Water Utilities | K1020 - Distribution | K1020100 - Service Areas | 1 | EA | 1/1/1960 00:00:00 |  | Mayport-Potable Water-Service Area-Zone 12 | PWD MAYPORT
MAYPOR-PW-SA-12 | UMA435000397 | SYSTEM VALVE, GV-D4-170, GATE, 4, INCHES | K10 - Potable Water Utilities | K1020 - Distribution | K1020100 - Service Areas | 1 | EA | 1/1/1960 00:00:00 |  | Mayport-Potable Water-Service Area-Zone 12 | PWD MAYPORT
MAYPOR-PW-SA-12 | UMA435000398 | SYSTEM VALVE, BV-D4-170-1, GATE, 2.5, INCHES | K10 - Potable Water Utilities | K1020 - Distribution | K1020100 - Service Areas | 1 | EA | 1/1/1960 00:00:00 |  | Mayport-Potable Water-Service Area-Zone 12 | PWD MAYPORT
MAYPOR-PW-SA-12 | UMA435000399 | SYSTEM VALVE, GV-D4-170-2, CHECK, 2.5, INCHES | K10 - Potable Water Utilities | K1020 - Distribution | K1020100 - Service Areas | 1 | EA | 1/1/1960 00:00:00 |  | Mayport-Potable Water-Service Area-Zone 12 | PWD MAYPORT
MAYPOR-PW-SA-12 | UMA435000400 | SYSTEM VALVE, GV-D4-170-3, CHECK, 2.5, INCHES | K10 - Potable Water Utilities | K1020 - Distribution | K1020100 - Service Areas | 1 | EA | 1/1/1960 00:00:00 |  | Mayport-Potable Water-Service Area-Zone 12 | PWD MAYPORT
MAYPOR-PW-SA-12 | UMA435000401 | SYSTEM VALVE, WV-D4-170N, GATE, 2.5, INCHES | K10 - Potable Water Utilities | K1020 - Distribution | K1020100 - Service Areas | 1 | EA | 1/1/1960 00:00:00 |  | Mayport-Potable Water-Service Area-Zone 12 | PWD MAYPORT
MAYPOR-PW-SA-12 | UMA435000402 | SYSTEM VALVE, WV-D4-17OG-1, GATE, 2.5, INCHES | K10 - Potable Water Utilities | K1020 - Distribution | K1020100 - Service Areas | 1 | EA | 1/1/1960 00:00:00 |  | Mayport-Potable Water-Service Area-Zone 12 | PWD MAYPORT
MAYPOR-PW-SA-12 | UMA435000403 | SYSTEM VALVE, WV-D4-HYD501, GATE, 2.5, INCHES | K10 - Potable Water Utilities | K1020 - Distribution | K1020100 - Service Areas | 1 | EA | 1/1/1960 00:00:00 |  | Mayport-Potable Water-Service Area-Zone 12 | PWD MAYPORT
MAYPOR-PW-SA-12 | UMA435000404 | UEM,Hydrant, FH-503, Dry-Barrel | K10 - Potable Water Utilities | K1020 - Distribution | K1020100 - Service Areas | 1 | EA | 1/1/1960 00:00:00 | NORTH DELTA-2 NEAR BLDG 418 | Mayport-Potable Water-Service Area-Zone 12 | PWD MAYPORT
MAYPOR-PW-SA-12 | UMA435000405 | SYSTEM VALVE, WV-D2-HYD503-1, GATE, 2.5, INCHES | K10 - Potable Water Utilities | K1020 - Distribution | K1020100 - Service Areas | 1 | EA | 1/1/1960 00:00:00 |  | Mayport-Potable Water-Service Area-Zone 12 | PWD MAYPORT
MAYPOR-PW-SA-13 | A124951 | CONTROL VALVE, BFP E1-85-1, BACKFLOW PREVENTER DOUBLE CHECK | K10 - Potable Water Utilities | K1020 - Distribution | K1020100 - Service Areas | 1 | EA | 1/1/1975 00:00:00 | Backflow Devices -RP - E-1 Pier | Mayport-Potable Water-Service Area-Zone 13 | PWD MAYPORT
MAYPOR-PW-SA-13 | A124952 | CONTROL VALVE, BFP E1-85-2, BACKFLOW PREVENTER DOUBLE CHECK | K10 - Potable Water Utilities | K1020 - Distribution | K1020100 - Service Areas | 1 | EA | 1/1/1975 00:00:00 | Backflow Devices -RP - E-1 Pier | Mayport-Potable Water-Service Area-Zone 13 | PWD MAYPORT
MAYPOR-PW-SA-13 | A124953 | CONTROL VALVE, BFP E1-86-1, BACKFLOW PREVENTER DOUBLE CHECK | K10 - Potable Water Utilities | K1020 - Distribution | K1020100 - Service Areas | 1 | EA | 1/1/1975 00:00:00 | Backflow Devices -RP - E-1 Pier | Mayport-Potable Water-Service Area-Zone 13 | PWD MAYPORT
MAYPOR-PW-SA-13 | A124954 | CONTROL VALVE, BFP-E1-86-2, BACKFLOW PREVENTER DOUBLE CHECK | K10 - Potable Water Utilities | K1020 - Distribution | K1020100 - Service Areas | 1 | EA | 1/1/1975 00:00:00 | Backflow Devices -RP - E-1 Pier | Mayport-Potable Water-Service Area-Zone 13 | PWD MAYPORT
MAYPOR-PW-SA-13 | A124955 | CONTROL VALVE, BFP E2-181-1, BACKFLOW PREVENTER DOUBLE CHECK | K10 - Potable Water Utilities | K1020 - Distribution | K1020100 - Service Areas | 1 | EA | 1/1/1975 00:00:00 | Backflow Devices -RP - E-2 Pier | Mayport-Potable Water-Service Area-Zone 13 | PWD MAYPORT
MAYPOR-PW-SA-13 | A124956 | CONTROL VALVE, BFP E2-181-2, BACKFLOW PREVENTER DOUBLE CHECK | K10 - Potable Water Utilities | K1020 - Distribution | K1020100 - Service Areas | 1 | EA | 1/1/1975 00:00:00 | Backflow Devices -RP - E-2 Pier, | Mayport-Potable Water-Service Area-Zone 13 | PWD MAYPORT
MAYPOR-PW-SA-13 | A124957 | CONTROL VALVE, BFP E2-182-1, BACKFLOW PREVENTER DOUBLE CHECK | K10 - Potable Water Utilities | K1020 - Distribution | K1020100 - Service Areas | 1 | EA | 1/1/1975 00:00:00 | Backflow Devices -RP - E-2 Pier | Mayport-Potable Water-Service Area-Zone 13 | PWD MAYPORT
MAYPOR-PW-SA-13 | A124958 | CONTROL VALVE, BFP E2-182-2, BACKFLOW PREVENTER DOUBLE CHECK | K10 - Potable Water Utilities | K1020 - Distribution | K1020100 - Service Areas | 1 | EA | 1/1/1975 00:00:00 | Backflow Devices -RP - E-2 Pier, | Mayport-Potable Water-Service Area-Zone 13 | PWD MAYPORT
MAYPOR-PW-SA-13 | A124960 | CONTROL VALVE, BFP E1-87-2, BACKFLOW PREVENTER DOUBLE CHECK | K10 - Potable Water Utilities | K1020 - Distribution | K1020100 - Service Areas | 1 | EA | 1/1/1972 00:00:00 | Backflow Devices -RP - E-1 Pier | Mayport-Potable Water-Service Area-Zone 13 | PWD MAYPORT
MAYPOR-PW-SA-13 | A124961 | CONTROL VALVE, BFP E1-88-1, BACKFLOW PREVENTER DOUBLE CHECK | K10 - Potable Water Utilities | K1020 - Distribution | K1020100 - Service Areas | 1 | EA | 1/1/1975 00:00:00 | Backflow Devices -RP - E-1 Pier | Mayport-Potable Water-Service Area-Zone 13 | PWD MAYPORT
MAYPOR-PW-SA-13 | A124962 | CONTROL VALVE, BFP E1-88-2, BACKFLOW PREVENTER DOUBLE CHECK | K10 - Potable Water Utilities | K1020 - Distribution | K1020100 - Service Areas | 1 | EA | 1/1/1975 00:00:00 | Backflow Devices -RP - E-1 Pier | Mayport-Potable Water-Service Area-Zone 13 | PWD MAYPORT
MAYPOR-PW-SA-13 | S457333 | UEM,Control Valve, BFP E1-87-1, Backflow Preventer Double Check | K10 - Potable Water Utilities | K1020 - Distribution | K1020100 - Service Areas | 1 | EA | 11/20/2023 00:00:00 | Backflow Devices -RP - E-1 Pier | Mayport-Potable Water-Service Area-Zone 13 | PWD MAYPORT
MAYPOR-PW-SA-13 | S468025 | UEM,Control Valve, BFP E-4-1A, Backflow Preventer Reduced Pressure | K10 - Potable Water Utilities | K1020 - Distribution | K1020100 - Service Areas | 1 | EA | 6/1/2022 00:00:00 | E-4 FAR LEFT IGLOO E-4-1A | Mayport-Potable Water-Service Area-Zone 13 | PWD MAYPORT
MAYPOR-PW-SA-13 | S468027 | UEM,Control Valve, BFP E-4-1B, Backflow Preventer Reduced Pressure | K10 - Potable Water Utilities | K1020 - Distribution | K1020100 - Service Areas | 1 | EA | 6/1/2022 00:00:00 | E-4 FAR LEFT IGLOO E-4-1B | Mayport-Potable Water-Service Area-Zone 13 | PWD MAYPORT
MAYPOR-PW-SA-13 | S468028 | UEM,Control Valve, BFP E-4-1C, Backflow Preventer Reduced Pressure | K10 - Potable Water Utilities | K1020 - Distribution | K1020100 - Service Areas | 1 | EA | 6/1/2022 00:00:00 | E-4 FAR LEFT IGLOO E-4-1C | Mayport-Potable Water-Service Area-Zone 13 | PWD MAYPORT
MAYPOR-PW-SA-13 | S468029 | UEM,Control Valve, BFP E-4-1D, Backflow Preventer Other | K10 - Potable Water Utilities | K1020 - Distribution | K1020100 - Service Areas | 1 | EA | 6/1/2022 00:00:00 | E-4 FAR LEFT IGLOO E-4-1D | Mayport-Potable Water-Service Area-Zone 13 | PWD MAYPORT
MAYPOR-PW-SA-13 | S468031 | UEM,Control Valve, BFP E-4-1E, Backflow Preventer Other | K10 - Potable Water Utilities | K1020 - Distribution | K1020100 - Service Areas | 1 | EA | 6/1/2011 00:00:00 | E-4 FAR WEST IGLOO E-4-1E | Mayport-Potable Water-Service Area-Zone 13 | PWD MAYPORT
MAYPOR-PW-SA-13 | S468032 | UEM,Control Valve, BFP E-4-1F, Backflow Preventer Other | K10 - Potable Water Utilities | K1020 - Distribution | K1020100 - Service Areas | 1 | EA | 6/1/2022 00:00:00 | E-4 FAR WEST IGLOO E-4-1F | Mayport-Potable Water-Service Area-Zone 13 | PWD MAYPORT
MAYPOR-PW-SA-13 | S468033 | UEM,Control Valve, BFP E-4-2A, Backflow Preventer Reduced Pressure | K10 - Potable Water Utilities | K1020 - Distribution | K1020100 - Service Areas | 1 | EA | 6/1/2022 00:00:00 | E-4 FAR EAST IGLOO E-4-2 | Mayport-Potable Water-Service Area-Zone 13 | PWD MAYPORT
MAYPOR-PW-SA-13 | S468034 | UEM,Control Valve, BFP E-4-2B, Backflow Preventer Reduced Pressure | K10 - Potable Water Utilities | K1020 - Distribution | K1020100 - Service Areas | 1 | EA | 6/1/2022 00:00:00 | E-4 FAR EAST IGLOO E-4-2 | Mayport-Potable Water-Service Area-Zone 13 | PWD MAYPORT
MAYPOR-PW-SA-13 | S468035 | UEM,Control Valve, BFP E-4-2C, Backflow Preventer Reduced Pressure | K10 - Potable Water Utilities | K1020 - Distribution | K1020100 - Service Areas | 1 | EA | 6/1/2022 00:00:00 | E-4 FAR EAST IGLOO E-4-2 | Mayport-Potable Water-Service Area-Zone 13 | PWD MAYPORT
MAYPOR-PW-SA-13 | S468036 | UEM,Control Valve, BFP E-4-2D, Backflow Preventer Other | K10 - Potable Water Utilities | K1020 - Distribution | K1020100 - Service Areas | 1 | EA | 6/1/2022 00:00:00 | E-4 FAR EAST IGLOO E-4-2 | Mayport-Potable Water-Service Area-Zone 13 | PWD MAYPORT
MAYPOR-PW-SA-13 | S468037 | UEM,Control Valve, BFP E-4-2E, Backflow Preventer Other | K10 - Potable Water Utilities | K1020 - Distribution | K1020100 - Service Areas | 1 | EA | 6/1/2022 00:00:00 | E-4 FAR EAST IGLOO E-4-2 | Mayport-Potable Water-Service Area-Zone 13 | PWD MAYPORT
MAYPOR-PW-SA-13 | S468038 | UEM,Control Valve, BFP E-4-2F, Backflow Preventer Other | K10 - Potable Water Utilities | K1020 - Distribution | K1020100 - Service Areas | 1 | EA | 6/1/2022 00:00:00 | E-4 FAR EAST IGLOO E-4-2 | Mayport-Potable Water-Service Area-Zone 13 | PWD MAYPORT
MAYPOR-PW-SA-13 | UMA435000200 | SYSTEM VALVE, GV-153-1, GATE, 4, INCHES | K10 - Potable Water Utilities | K1020 - Distribution | K1020100 - Service Areas | 1 | EA | 1/1/1960 00:00:00 |  | Mayport-Potable Water-Service Area-Zone 13 | PWD MAYPORT
MAYPOR-PW-SA-13 | UMA436000086 | """SYSTEM VALVE, VALVE 6"""", CHECK, 6, INCHES""" | K10 - Potable Water Utilities | K1020 - Distribution | K1020100 - Service Areas | 1 | EA | 1/1/1975 00:00:00 | BETWEEN E1 AND E2 PIER | Mayport-Potable Water-Service Area-Zone 13 | PWD MAYPORT
MAYPOR-PW-SA-13 | UMA436000087 | CONTROL VALVE, BFP E2-183-1, BACKFLOW PREVENTER DOUBLE CHECK | K10 - Potable Water Utilities | K1020 - Distribution | K1020100 - Service Areas | 1 | EA | 1/1/1975 00:00:00 | E-2 PIER | Mayport-Potable Water-Service Area-Zone 13 | PWD MAYPORT
MAYPOR-PW-SA-13 | UMA436000088 | CONTROL VALVE, BFP E2-183-2, BACKFLOW PREVENTER DOUBLE CHECK | K10 - Potable Water Utilities | K1020 - Distribution | K1020100 - Service Areas | 1 | EA | 1/1/1975 00:00:00 | E-2 PIER | Mayport-Potable Water-Service Area-Zone 13 | PWD MAYPORT
MAYPOR-PW-SA-13 | UMA436000089 | CONTROL VALVE, BFP E2-184-1, BACKFLOW PREVENTER DOUBLE CHECK | K10 - Potable Water Utilities | K1020 - Distribution | K1020100 - Service Areas | 1 | EA | 1/1/1975 00:00:00 | E-2 PIER | Mayport-Potable Water-Service Area-Zone 13 | PWD MAYPORT
MAYPOR-PW-SA-13 | UMA436000090 | CONTROL VALVE, BFP E2-184-2, BACKFLOW PREVENTER DOUBLE CHECK | K10 - Potable Water Utilities | K1020 - Distribution | K1020100 - Service Areas | 1 | EA | 1/1/1975 00:00:00 | E-2 PIER | Mayport-Potable Water-Service Area-Zone 13 | PWD MAYPORT
MAYPOR-PW-SA-13 | UMA436000091 | CONTROL VALVE, BFP E3-177-1, BACKFLOW PREVENTER DOUBLE CHECK | K10 - Potable Water Utilities | K1020 - Distribution | K1020100 - Service Areas | 1 | EA | 1/1/1975 00:00:00 | E-3 PIER | Mayport-Potable Water-Service Area-Zone 13 | PWD MAYPORT
MAYPOR-PW-SA-13 | UMA436000092 | CONTROL VALVE, BFP E3-177-2, BACKFLOW PREVENTER DOUBLE CHECK | K10 - Potable Water Utilities | K1020 - Distribution | K1020100 - Service Areas | 1 | EA | 1/1/1975 00:00:00 | E-3 PIER | Mayport-Potable Water-Service Area-Zone 13 | PWD MAYPORT
MAYPOR-PW-SA-13 | UMA436000093 | CONTROL VALVE, BFP E3-179-1, BACKFLOW PREVENTER DOUBLE CHECK | K10 - Potable Water Utilities | K1020 - Distribution | K1020100 - Service Areas | 1 | EA | 1/1/1975 00:00:00 | E-3 PIER | Mayport-Potable Water-Service Area-Zone 13 | PWD MAYPORT
MAYPOR-PW-SA-13 | UMA436000094 | CONTROL VALVE, BFP E3-179-2, BACKFLOW PREVENTER DOUBLE CHECK | K10 - Potable Water Utilities | K1020 - Distribution | K1020100 - Service Areas | 1 | EA | 1/1/1975 00:00:00 | E-3 PIER | Mayport-Potable Water-Service Area-Zone 13 | PWD MAYPORT
MAYPOR-PW-SA-13 | UMA436000095 | CONTROL VALVE, BFP E3-180-1, BACKFLOW PREVENTER DOUBLE CHECK | K10 - Potable Water Utilities | K1020 - Distribution | K1020100 - Service Areas | 1 | EA | 1/1/1975 00:00:00 | E-3 PIER | Mayport-Potable Water-Service Area-Zone 13 | PWD MAYPORT
MAYPOR-PW-SA-13 | UMA436000096 | CONTROL VALVE, BFP E3-180-2, BACKFLOW PREVENTER DOUBLE CHECK | K10 - Potable Water Utilities | K1020 - Distribution | K1020100 - Service Areas | 1 | EA | 1/1/1975 00:00:00 | E-3 PIER | Mayport-Potable Water-Service Area-Zone 13 | PWD MAYPORT
MAYPOR-PW-SA-13 | UMA436000097 | CONTROL VALVE, BFP E3-178-1, BACKFLOW PREVENTER DOUBLE CHECK | K10 - Potable Water Utilities | K1020 - Distribution | K1020100 - Service Areas | 1 | EA | 1/1/1975 00:00:00 | E-3 PIER | Mayport-Potable Water-Service Area-Zone 13 | PWD MAYPORT
MAYPOR-PW-SA-13 | UMA436000098 | CONTROL VALVE, BFP E3-178-2, BACKFLOW PREVENTER DOUBLE CHECK | K10 - Potable Water Utilities | K1020 - Distribution | K1020100 - Service Areas | 1 | EA | 1/1/1975 00:00:00 | E-3 PIER | Mayport-Potable Water-Service Area-Zone 13 | PWD MAYPORT
MAYPOR-PW-SA-13 | UMA436000099 | """SYSTEM VALVE, VALVE 12"""", CHECK, 6, INCHES""" | K10 - Potable Water Utilities | K1020 - Distribution | K1020100 - Service Areas | 1 | EA | 1/1/1975 00:00:00 | EAST OF 1565 | Mayport-Potable Water-Service Area-Zone 13 | PWD MAYPORT
MAYPOR-PW-SA-13 | UMA438000451 | PIPE, PIER-E, 1000, FEET | K10 - Potable Water Utilities | K1020 - Distribution | K1020100 - Service Areas | 1 | EA | 1/1/1990 00:00:00 |  | Mayport-Potable Water-Service Area-Zone 13 | PWD MAYPORT
MAYPOR-PW-SA-14 | A124963 | CONTROL VALVE, BFP F1-195-1, BACKFLOW PREVENTER DOUBLE CHECK | K10 - Potable Water Utilities | K1020 - Distribution | K1020100 - Service Areas | 1 | EA | 1/1/1975 00:00:00 | F1-1 PIER EAST TAG#63 | Mayport-Potable Water-Service Area-Zone 14 | PWD MAYPORT
MAYPOR-PW-SA-14 | A124964 | CONTROL VALVE, BFP F1-195-2, FLOW CONTROL | K10 - Potable Water Utilities | K1020 - Distribution | K1020100 - Service Areas | 1 | EA | 1/1/1975 00:00:00 | F1-PIER TAG#062 NEAR E-3 | Mayport-Potable Water-Service Area-Zone 14 | PWD MAYPORT
MAYPOR-PW-SA-14 | A124965 | CONTROL VALVE, BFP F1-196-1, FLOW CONTROL | K10 - Potable Water Utilities | K1020 - Distribution | K1020100 - Service Areas | 1 | EA | 1/1/1975 00:00:00 | F2-W-PIER TAG#76 | Mayport-Potable Water-Service Area-Zone 14 | PWD MAYPORT
MAYPOR-PW-SA-14 | A124968 | CONTROL VALVE, BFP F1-197-2, BACKFLOW PREVENTER DOUBLE CHECK | K10 - Potable Water Utilities | K1020 - Distribution | K1020100 - Service Areas | 1 | EA | 1/1/1975 00:00:00 | Backflow Devices -RP - F-1 Pier TAG#063 | Mayport-Potable Water-Service Area-Zone 14 | PWD MAYPORT
MAYPOR-PW-SA-14 | A124969 | CONTROL VALVE, BFP F2-1-1, BACKFLOW PREVENTER DOUBLE CHECK | K10 - Potable Water Utilities | K1020 - Distribution | K1020100 - Service Areas | 1 | EA | 1/1/1975 00:00:00 | Backflow Devices -RP - F-1-C Pier next to 199 TAG#69 | Mayport-Potable Water-Service Area-Zone 14 | PWD MAYPORT
MAYPOR-PW-SA-14 | A124970 | UEM,Control Valve, BFP-F2-1-2, Backflow Preventer Double Check | K10 - Potable Water Utilities | K1020 - Distribution | K1020100 - Service Areas | 1 | EA | 1/1/1975 00:00:00 | Backflow Devices -RP - F-1-C Pier next to 199 TAG#70 | Mayport-Potable Water-Service Area-Zone 14 | PWD MAYPORT
MAYPOR-PW-SA-14 | A124971 | CONTROL VALVE, BFP F2-199-1, BACKFLOW PREVENTER DOUBLE CHECK | K10 - Potable Water Utilities | K1020 - Distribution | K1020100 - Service Areas | 1 | EA | 1/1/1975 00:00:00 | Backflow Devices -RP - F-2 Pier TAG#71 | Mayport-Potable Water-Service Area-Zone 14 | PWD MAYPORT
MAYPOR-PW-SA-14 | A124972 | CONTROL VALVE, BFP F2-199-2, BACKFLOW PREVENTER DOUBLE CHECK | K10 - Potable Water Utilities | K1020 - Distribution | K1020100 - Service Areas | 1 | EA | 1/1/2015 00:00:00 | Backflow Devices -RP - F-2 Pier TAG#72 | Mayport-Potable Water-Service Area-Zone 14 | PWD MAYPORT
MAYPOR-PW-SA-14 | A124973 | CONTROL VALVE, BFP F2-190-1, BACKFLOW PREVENTER DOUBLE CHECK | K10 - Potable Water Utilities | K1020 - Distribution | K1020100 - Service Areas | 1 | EA | 1/1/1972 00:00:00 | Backflow Devices -RP - F-2 Pier TAG#73 | Mayport-Potable Water-Service Area-Zone 14 | PWD MAYPORT
MAYPOR-PW-SA-14 | A124975 | CONTROL VALVE, BFP F2-194-1, BACKFLOW PREVENTER DOUBLE CHECK | K10 - Potable Water Utilities | K1020 - Distribution | K1020100 - Service Areas | 1 | EA | 1/1/1975 00:00:00 | Backflow Devices -RP - F2 TAG#75 | Mayport-Potable Water-Service Area-Zone 14 | PWD MAYPORT
MAYPOR-PW-SA-14 | S365142 | UEM,Mechanical Meter, SE_03_FW_BL_2020_1, Delivery, Other, 120320099 | K10 - Potable Water Utilities | K1020 - Distribution | K1020100 - Service Areas | 1 | EA | 1/1/2012 00:00:00 | SUPSHIP FLD OFFICE F-PIER | Mayport-Potable Water-Service Area-Zone 14 | PWD MAYPORT
MAYPOR-PW-SA-14 | S404747 | UEM,Control Valve, BFP F2-190-2, Backflow Preventer Double Check | K10 - Potable Water Utilities | K1020 - Distribution | K1020100 - Service Areas | 1 | EA | 4/1/2022 00:00:00 | Backflow Devices -RP - F-2 Pier TAG#74 | Mayport-Potable Water-Service Area-Zone 14 | PWD MAYPORT
MAYPOR-PW-SA-14 | S417201 | UEM,Control Valve, BFP F1-197-1, Flow Control | K10 - Potable Water Utilities | K1020 - Distribution | K1020100 - Service Areas | 1 | EA | 7/8/2022 00:00:00 | F1 PIER TAG#064 | Mayport-Potable Water-Service Area-Zone 14 | PWD MAYPORT
MAYPOR-PW-SA-14 | S437115 | UEM,Hydrant, FH-342, Wet-Barrel | K10 - Potable Water Utilities | K1020 - Distribution | K1020100 - Service Areas | 1 | EA | 1/1/2010 00:00:00 | FOXTROT FAR WEST ON WATER SIDE | Mayport-Potable Water-Service Area-Zone 14 | PWD MAYPORT
MAYPOR-PW-SA-14 | S437116 | UEM,Hydrant, FH-343, Wet-Barrel | K10 - Potable Water Utilities | K1020 - Distribution | K1020100 - Service Areas | 1 | EA | 1/1/2010 00:00:00 | FOXTROT WESTSIDE NEAR 2080 ON WATER SIDE | Mayport-Potable Water-Service Area-Zone 14 | PWD MAYPORT
MAYPOR-PW-SA-14 | S437117 | UEM,Hydrant, FH-344, Wet-Barrel | K10 - Potable Water Utilities | K1020 - Distribution | K1020100 - Service Areas | 1 | EA | 1/1/2010 00:00:00 | FOXTROT EASTSIDE ON WATER SIDE | Mayport-Potable Water-Service Area-Zone 14 | PWD MAYPORT
MAYPOR-PW-SA-14 | S437118 | UEM,Hydrant, FH-345, Wet-Barrel | K10 - Potable Water Utilities | K1020 - Distribution | K1020100 - Service Areas | 1 | EA | 1/1/2010 00:00:00 | FOXTROT FAR EAST ON WATER SIDE | Mayport-Potable Water-Service Area-Zone 14 | PWD MAYPORT
MAYPOR-PW-SA-14 | S457331 | UEM,Control Valve, BFP F1-196-2, Flow Control | K10 - Potable Water Utilities | K1020 - Distribution | K1020100 - Service Areas | 1 | EA | 2/14/2024 00:00:00 | F1 PIER | Mayport-Potable Water-Service Area-Zone 14 | PWD MAYPORT
MAYPOR-PW-SA-14 | UMA272001147 | PIPE, UGP, 2000, FEET | K10 - Potable Water Utilities | K1020 - Distribution | K1020100 - Service Areas | 1 | EA | 1/1/1975 00:00:00 |  | Mayport-Potable Water-Service Area-Zone 14 | PWD MAYPORT
MAYPOR-PW-SA-14 | UMA436000070 | CONTROL VALVE, BFP F1-200-1, FLOW CONTROL | K10 - Potable Water Utilities | K1020 - Distribution | K1020100 - Service Areas | 1 | EA | 1/1/1975 00:00:00 | F1 PIER | Mayport-Potable Water-Service Area-Zone 14 | PWD MAYPORT
MAYPOR-PW-SA-14 | UMA436000071 | CONTROL VALVE, BFP F1-200-2, BACKFLOW PREVENTER DOUBLE CHECK | K10 - Potable Water Utilities | K1020 - Distribution | K1020100 - Service Areas | 1 | EA | 1/1/1975 00:00:00 | F1 PIER | Mayport-Potable Water-Service Area-Zone 14 | PWD MAYPORT
MAYPOR-PW-SA-14 | UMA436000072 | CONTROL VALVE, BFP F3-852-1, FLOW CONTROL | K10 - Potable Water Utilities | K1020 - Distribution | K1020100 - Service Areas | 1 | EA | 1/1/1975 00:00:00 | F-3 | Mayport-Potable Water-Service Area-Zone 14 | PWD MAYPORT
MAYPOR-PW-SA-14 | UMA436000073 | CONTROL VALVE, BFP F3-852-2, FLOW CONTROL | K10 - Potable Water Utilities | K1020 - Distribution | K1020100 - Service Areas | 1 | EA | 1/1/1975 00:00:00 | F-3 | Mayport-Potable Water-Service Area-Zone 14 | PWD MAYPORT
MAYPOR-PW-SA-14 | UMA436000074 | CONTROL VALVE, BFP F3-191-1, FLOW CONTROL | K10 - Potable Water Utilities | K1020 - Distribution | K1020100 - Service Areas | 1 | EA | 1/1/1975 00:00:00 | F-3 | Mayport-Potable Water-Service Area-Zone 14 | PWD MAYPORT
MAYPOR-PW-SA-14 | UMA436000075 | CONTROL VALVE, BFP F3-191-2, FLOW CONTROL | K10 - Potable Water Utilities | K1020 - Distribution | K1020100 - Service Areas | 1 | EA | 1/1/1975 00:00:00 | F-3 | Mayport-Potable Water-Service Area-Zone 14 | PWD MAYPORT
MAYPOR-PW-SA-14 | UMA436000076 | CONTROL VALVE, BFP F3-192-1, FLOW CONTROL | K10 - Potable Water Utilities | K1020 - Distribution | K1020100 - Service Areas | 1 | EA | 1/1/1975 00:00:00 | F-3 | Mayport-Potable Water-Service Area-Zone 14 | PWD MAYPORT
MAYPOR-PW-SA-14 | UMA436000077 | CONTROL VALVE, BFP F3-192-2, FLOW CONTROL | K10 - Potable Water Utilities | K1020 - Distribution | K1020100 - Service Areas | 1 | EA | 1/1/1975 00:00:00 | F-3 | Mayport-Potable Water-Service Area-Zone 14 | PWD MAYPORT
MAYPOR-PW-SA-14 | UMA436000078 | CONTROL VALVE, BFP F3-193-1, FLOW CONTROL | K10 - Potable Water Utilities | K1020 - Distribution | K1020100 - Service Areas | 1 | EA | 1/1/1975 00:00:00 | F-3 | Mayport-Potable Water-Service Area-Zone 14 | PWD MAYPORT
MAYPOR-PW-SA-14 | UMA436000079 | CONTROL VALVE, BFP F3-193-2, FLOW CONTROL | K10 - Potable Water Utilities | K1020 - Distribution | K1020100 - Service Areas | 1 | EA | 1/1/1975 00:00:00 | F-3 | Mayport-Potable Water-Service Area-Zone 14 | PWD MAYPORT
MAYPOR-PW-SA-14 | UMA436000080 | CONTROL VALVE, BFP F3-198-1, FLOW CONTROL | K10 - Potable Water Utilities | K1020 - Distribution | K1020100 - Service Areas | 1 | EA | 1/1/1975 00:00:00 | F-3 | Mayport-Potable Water-Service Area-Zone 14 | PWD MAYPORT
MAYPOR-PW-SA-14 | UMA436000081 | CONTROL VALVE, BFP F3-198-2, FLOW CONTROL | K10 - Potable Water Utilities | K1020 - Distribution | K1020100 - Service Areas | 1 | EA | 1/1/1975 00:00:00 | F-3 | Mayport-Potable Water-Service Area-Zone 14 | PWD MAYPORT
MAYPOR-PW-SA-14 | UMA436000082 | SYSTEM VALVE, VALVE, CHECK, 6, INCHES | K10 - Potable Water Utilities | K1020 - Distribution | K1020100 - Service Areas | 1 | EA | 1/1/1975 00:00:00 | NORTH BLG 2020 | Mayport-Potable Water-Service Area-Zone 14 | PWD MAYPORT
MAYPOR-PW-SA-14 | UMA436000083 | CONTROL VALVE, BFP FOR BLG 2020, FLOW CONTROL | K10 - Potable Water Utilities | K1020 - Distribution | K1020100 - Service Areas | 1 | EA | 1/1/1975 00:00:00 | SOUTH BLG 2020 | Mayport-Potable Water-Service Area-Zone 14 | PWD MAYPORT
MAYPOR-PW | A116601 | UNFIRED PRESSURE VESSEL, UPV-1906 | K10 - Potable Water Utilities | K1020 - Distribution | K1020110 - Pump Stations | 1 | EA | 1/1/1992 00:00:00 | UPV Unfired Pressure Vessel - Water plant | Mayport-Potable Water | PWD MAYPORT
MAYPOR-PW | A117338 | GENERATOR, 1906G, 910, DIESEL ENGINE | K10 - Potable Water Utilities | K1010 - Production | K1010130 - Raw Water Pumping | 1 | EA | 1/1/1992 00:00:00 | Emergency Generator - Water Plant | Mayport-Potable Water | PWD MAYPORT
MAYPOR-PW | A122825 | SYSTEM VALVE, PV-6, CHECK, 16, INCHES | K10 - Potable Water Utilities | K1020 - Distribution | K1020110 - Pump Stations | 1 | EA | 1/1/1992 00:00:00 | HS#1 PUMP CHECK VALVE | Mayport-Potable Water | PWD MAYPORT
MAYPOR-PW | A122826 | SYSTEM VALVE, PV-8, CHECK, 16, INCHES | K10 - Potable Water Utilities | K1020 - Distribution | K1020110 - Pump Stations | 1 | EA | 1/1/1992 00:00:00 | HS#2 PUMP CHECK VALVE | Mayport-Potable Water | PWD MAYPORT
MAYPOR-PW | A122827 | SYSTEM VALVE, PV-10, CHECK, 16, INCHES | K10 - Potable Water Utilities | K1020 - Distribution | K1020110 - Pump Stations | 1 | EA | 1/1/1992 00:00:00 | HS#3 PUMP CHECK VALVE | Mayport-Potable Water | PWD MAYPORT
MAYPOR-PW | A122828 | SYSTEM VALVE, PV-18, CHECK, 16, INCHES | K10 - Potable Water Utilities | K1020 - Distribution | K1020110 - Pump Stations | 1 | EA | 1/1/1992 00:00:00 | HS#4 PUMP CHECK VALVE | Mayport-Potable Water | PWD MAYPORT
MAYPOR-PW | A122832 | SYSTEM VALVE, 288-CV1, CHECK, 12, INCHES | K10 - Potable Water Utilities | K1020 - Distribution | K1020120 - Storage | 1 | EA | 1/1/1960 00:00:00 | .5 MG RESERVOIR CHECK VALVE | Mayport-Potable Water | PWD MAYPORT
MAYPOR-PW | A122839 | INSTRUMENTATION, T-1, TRANSDUCER | K10 - Potable Water Utilities | K1010 - Production | K1010150 - Preliminary Treatment | 1 | EA | 1/1/2013 00:00:00 | Transducer T-1 [FT-1] | Mayport-Potable Water | PWD MAYPORT
MAYPOR-PW | A122840 | INSTRUMENTATION, T-2, TRANSDUCER | K10 - Potable Water Utilities | K1010 - Production | K1010210 - Finished Water Pumping | 1 | EA | 1/1/2013 00:00:00 | Transducer T-2 [FT-2] (EASTSIDE) | Mayport-Potable Water | PWD MAYPORT
MAYPOR-PW | A122841 | INSTRUMENTATION, T-3, TRANSDUCER | K10 - Potable Water Utilities | K1010 - Production | K1010210 - Finished Water Pumping | 1 | EA | 1/1/2013 00:00:00 | Transducer T-3 [FT-3] (WEST) | Mayport-Potable Water | PWD MAYPORT
MAYPOR-PW | A122842 | PUMP, PUMP-1, CENTRIFUGAL, 2000, GALLONS PER MINUTE | K10 - Potable Water Utilities | K1020 - Distribution | K1020120 - Storage | 1 | EA | 1/1/1992 00:00:00 | HIGH SERVICE PUMP 1 | Mayport-Potable Water | PWD MAYPORT
MAYPOR-PW | A122843 | PUMP, PUMP-2, CENTRIFUGAL, 2000, GALLONS PER MINUTE | K10 - Potable Water Utilities | K1020 - Distribution | K1020120 - Storage | 1 | EA | 1/1/1992 00:00:00 | HIGH SERVICE PUMP 2 | Mayport-Potable Water | PWD MAYPORT
MAYPOR-PW | A122844 | PUMP, PUMP-3, CENTRIFUGAL, 3000, GALLONS PER MINUTE | K10 - Potable Water Utilities | K1020 - Distribution | K1020120 - Storage | 1 | EA | 1/1/1992 00:00:00 | HIGH SERVICE PUMP 3 | Mayport-Potable Water | PWD MAYPORT
MAYPOR-PW | A122845 | PUMP, PUMP-4, CENTRIFUGAL, 2000, GALLONS PER MINUTE | K10 - Potable Water Utilities | K1020 - Distribution | K1020120 - Storage | 1 | EA | 1/1/1992 00:00:00 | HIGH SERVICE PUMP 4 | Mayport-Potable Water | PWD MAYPORT
MAYPOR-PW | A122847 | PUMP, PUMP-6, CENTRIFUGAL, 3000, GALLONS PER MINUTE | K10 - Potable Water Utilities | K1020 - Distribution | K1020120 - Storage | 1 | EA | 1/1/1992 00:00:00 | HIGH SERVICE PUMP 6 | Mayport-Potable Water | PWD MAYPORT
MAYPOR-PW | A122848 | UEM,Tank, 1908T, Above Ground, Concrete, Raw Water | K10 - Potable Water Utilities | K1010 - Production | K1010150 - Preliminary Treatment | 1 | EA | 1/1/1981 00:00:00 | 2 MG STORAGE TANK | Mayport-Potable Water | PWD MAYPORT
MAYPOR-PW | A122856 | SYSTEM VALVE, PV-3, GATE, 18, INCHES | K10 - Potable Water Utilities | K1020 - Distribution | K1020110 - Pump Stations | 1 | EA | 1/1/1992 00:00:00 | HS1 SUCTION VALVE | Mayport-Potable Water | PWD MAYPORT
MAYPOR-PW | A122859 | SYSTEM VALVE, PV-17, GATE, 18, INCHES | K10 - Potable Water Utilities | K1020 - Distribution | K1020110 - Pump Stations | 1 | EA | 1/1/1992 00:00:00 | HS4 SUCTION VALVE | Mayport-Potable Water | PWD MAYPORT
MAYPOR-PW | A122860 | SYSTEM VALVE, PV-20, GATE, 18, INCHES | K10 - Potable Water Utilities | K1020 - Distribution | K1020110 - Pump Stations | 1 | EA | 1/1/1992 00:00:00 | HS5 SUCTION VALVE | Mayport-Potable Water | PWD MAYPORT
MAYPOR-PW | A122861 | SYSTEM VALVE, PV-23, GATE, 18, INCHES | K10 - Potable Water Utilities | K1020 - Distribution | K1020110 - Pump Stations | 1 | EA | 1/1/1992 00:00:00 | HS6 SUCTION VALVE | Mayport-Potable Water | PWD MAYPORT
MAYPOR-PW | A122862 | SYSTEM VALVE, PV-7, GATE, 16, INCHES | K10 - Potable Water Utilities | K1020 - Distribution | K1020110 - Pump Stations | 1 | EA | 1/1/1992 00:00:00 | HS1 DISCHARGE VALVE | Mayport-Potable Water | PWD MAYPORT
MAYPOR-PW | A122865 | SYSTEM VALVE, PV-19, GATE, 16, INCHES | K10 - Potable Water Utilities | K1020 - Distribution | K1020110 - Pump Stations | 1 | EA | 1/1/1992 00:00:00 | HS4 DISCHARGE VALVE | Mayport-Potable Water | PWD MAYPORT
MAYPOR-PW | A122866 | SYSTEM VALVE, PV-22, GATE, 16, INCHES | K10 - Potable Water Utilities | K1020 - Distribution | K1020110 - Pump Stations | 1 | EA | 1/1/1992 00:00:00 | HS5 DISCHARGE VALVE | Mayport-Potable Water | PWD MAYPORT
MAYPOR-PW | A122867 | SYSTEM VALVE, PV-25, GATE, 16, INCHES | K10 - Potable Water Utilities | K1020 - Distribution | K1020110 - Pump Stations | 1 | EA | 1/1/1992 00:00:00 | HS6 DISCHARGE VALVE | Mayport-Potable Water | PWD MAYPORT
MAYPOR-PW | A122868 | SYSTEM VALVE, LV-10-1908, GATE, 10, INCHES | K10 - Potable Water Utilities | K1010 - Production | K1010260 - Plant Water | 1 | EA | 1/1/1980 00:00:00 | HYDRO TANK ISOLATION VALVE | Mayport-Potable Water | PWD MAYPORT
MAYPOR-PW | A122869 | SYSTEM VALVE, LV-4-1908, GATE, 4, INCHES | K10 - Potable Water Utilities | K1010 - Production | K1010260 - Plant Water | 1 | EA | 1/1/1980 00:00:00 | HYDRO TANK DRAIN VALVE | Mayport-Potable Water | PWD MAYPORT
MAYPOR-PW | A122870 | SYSTEM VALVE, ADV-1-1908, GATE, 6, INCHES | K10 - Potable Water Utilities | K1010 - Production | K1010150 - Preliminary Treatment | 1 | EA | 1/1/1980 00:00:00 | AERATOR 1 DRAIN VALVE | Mayport-Potable Water | PWD MAYPORT
MAYPOR-PW | A122871 | SYSTEM VALVE, ADV-2-1908, GATE, 6, INCHES | K10 - Potable Water Utilities | K1010 - Production | K1010150 - Preliminary Treatment | 1 | EA | 1/1/1980 00:00:00 | AERATOR 2 DRAIN VALVE | Mayport-Potable Water | PWD MAYPORT
MAYPOR-PW | A124851 | UEM,Control Valve, BFP1-1907, Backflow Preventer Reduced Pressure | K10 - Potable Water Utilities | K1010 - Production | K1010260 - Plant Water | 1 | EA | 1/1/1960 00:00:00 | Backflow Devices -RP - East side of bldg. | Mayport-Potable Water | PWD MAYPORT
MAYPOR-PW | S365186 | UEM,Mechanical Meter, RPT-2105, Delivery, Other | K10 - Potable Water Utilities | K1020 - Distribution | K1020100 - Service Areas | 1 | EA | 1/1/2012 00:00:00 | 260 MN BQ BLDG-2105 | Mayport-Potable Water | PWD MAYPORT
MAYPOR-PW | S419410 | UEM,System Valve, WCV-2-1908, Butterfly, 12.0, Inches | K10 - Potable Water Utilities | K1010 - Production | K1010150 - Preliminary Treatment | 1 | EA | 1/1/1980 00:00:00 | off well 2 - north side of Massey Ave, south of well 3C | Mayport-Potable Water | PWD MAYPORT
MAYPOR-PW | S419412 | UEM,System Valve, WCV-3-1908, Butterfly, 24.0, Inches | K10 - Potable Water Utilities | K1010 - Production | K1010150 - Preliminary Treatment | 1 | EA | 1/1/1980 00:00:00 | off well 3, north of the north door of 1908 | Mayport-Potable Water | PWD MAYPORT
MAYPOR-PW | S419413 | UEM,System Valve, WCV-4-1908, Butterfly, 12.0, Inches | K10 - Potable Water Utilities | K1010 - Production | K1010150 - Preliminary Treatment | 1 | EA | 1/1/1980 00:00:00 | off well 3, west bound lane of Massey Ave | Mayport-Potable Water | PWD MAYPORT
MAYPOR-PW | S419415 | UEM,System Valve, WCV-5-1908, Butterfly, 24.0, Inches | K10 - Potable Water Utilities | K1010 - Production | K1010150 - Preliminary Treatment | 1 | EA | 1/1/1980 00:00:00 | Line off 1908T, north of the north door of 1908 | Mayport-Potable Water | PWD MAYPORT
MAYPOR-PW | UMA435000032 | UEM,Treatment Process Structure, 1908T, 2.0, Million Gallons Per Day | K10 - Potable Water Utilities | K1010 - Production | K1010150 - Preliminary Treatment | 1 | EA | 1/1/1980 00:00:00 |  | Mayport-Potable Water | PWD MAYPORT
MAYPOR-PW | UMA435000033 | TREATMENT PROCESS STRUCTURE, A2-1908 | K10 - Potable Water Utilities | K1010 - Production | K1010150 - Preliminary Treatment | 1 | EA | 1/1/1980 00:00:00 |  | Mayport-Potable Water | PWD MAYPORT
MAYPOR-PW | UMA435000040 | SYSTEM VALVE, ACV-1-1908, GATE, 20, INCHES | K10 - Potable Water Utilities | K1010 - Production | K1010150 - Preliminary Treatment | 1 | EA | 1/1/1980 00:00:00 |  | Mayport-Potable Water | PWD MAYPORT
MAYPOR-PW | UMA435000041 | SYSTEM VALVE, ACV-2-1908, GATE, 20, INCHES | K10 - Potable Water Utilities | K1010 - Production | K1010150 - Preliminary Treatment | 1 | EA | 1/1/1980 00:00:00 |  | Mayport-Potable Water | PWD MAYPORT
MAYPOR-PW | UMA435000042 | SYSTEM VALVE, ACV-3-1908, GATE, 20, INCHES | K10 - Potable Water Utilities | K1010 - Production | K1010150 - Preliminary Treatment | 1 | EA | 1/1/1980 00:00:00 |  | Mayport-Potable Water | PWD MAYPORT
MAYPOR-PW | UMA435000043 | SYSTEM VALVE, ACV-4-1980, GATE, 20, INCHES | K10 - Potable Water Utilities | K1010 - Production | K1010150 - Preliminary Treatment | 1 | EA | 1/1/1980 00:00:00 |  | Mayport-Potable Water | PWD MAYPORT
MAYPOR-PW | UMA435000044 | SYSTEM VALVE, ACV-5-1908, GATE, 20, INCHES | K10 - Potable Water Utilities | K1010 - Production | K1010150 - Preliminary Treatment | 1 | EA | 1/1/1980 00:00:00 |  | Mayport-Potable Water | PWD MAYPORT
MAYPOR-PW | UMA435000045 | SYSTEM VALVE, ACV-6-1908, GATE, 20, INCHES | K10 - Potable Water Utilities | K1010 - Production | K1010150 - Preliminary Treatment | 1 | EA | 1/1/1980 00:00:00 |  | Mayport-Potable Water | PWD MAYPORT
MAYPOR-PW | UMA435000046 | SYSTEM VALVE, ACV-7-1908, GATE, 20, INCHES | K10 - Potable Water Utilities | K1010 - Production | K1010150 - Preliminary Treatment | 1 | EA | 1/1/1980 00:00:00 |  | Mayport-Potable Water | PWD MAYPORT
MAYPOR-PW | UMA435000047 | SYSTEM VALVE, ACV-8-1908, GATE, 20, INCHES | K10 - Potable Water Utilities | K1010 - Production | K1010150 - Preliminary Treatment | 1 | EA | 1/1/1980 00:00:00 |  | Mayport-Potable Water | PWD MAYPORT
MAYPOR-PW | UMA435000049 | SYSTEM VALVE, RCV-3-1908, BUTTERFLY, 24, INCHES | K10 - Potable Water Utilities | K1010 - Production | K1010150 - Preliminary Treatment | 1 | EA | 1/1/1980 00:00:00 |  | Mayport-Potable Water | PWD MAYPORT
MAYPOR-PW | UMA435000050 | SYSTEM VALVE, RCV-2-1908, BUTTERFLY, 24, INCHES | K10 - Potable Water Utilities | K1010 - Production | K1010150 - Preliminary Treatment | 1 | EA | 1/1/1980 00:00:00 |  | Mayport-Potable Water | PWD MAYPORT
MAYPOR-PW | UMA435000052 | SYSTEM VALVE, LV-4-1908, BUTTERFLY, 24, INCHES | K10 - Potable Water Utilities | K1010 - Production | K1010150 - Preliminary Treatment | 1 | EA | 1/1/1980 00:00:00 |  | Mayport-Potable Water | PWD MAYPORT
MAYPOR-PW | UMA435000053 | SYSTEM VALVE, BUTTERFLY, 24, INCHES | K10 - Potable Water Utilities | K1010 - Production | K1010150 - Preliminary Treatment | 1 | EA | 1/1/1980 00:00:00 |  | Mayport-Potable Water | PWD MAYPORT
MAYPOR-PW | UMA435000054 | UEM,Tank, 1908HT, Above Ground, Steel, Water/Air | K10 - Potable Water Utilities | K1010 - Production | K1010260 - Plant Water | 1 | EA | 1/1/1992 00:00:00 |  | Mayport-Potable Water | PWD MAYPORT
MAYPOR-PW | UMA435000055 | SYSTEM VALVE, SV-TSV-1908, GATE, 4, INCHES | K10 - Potable Water Utilities | K1010 - Production | K1010140 - Finished Water Storage | 1 | EA | 1/1/1985 00:00:00 |  | Mayport-Potable Water | PWD MAYPORT
MAYPOR-PW | UMA435000056 | SYSTEM VALVE, SV-1-HT-1908, OTHER, 2, INCHES | K10 - Potable Water Utilities | K1010 - Production | K1010140 - Finished Water Storage | 1 | EA | 1/1/1985 00:00:00 |  | Mayport-Potable Water | PWD MAYPORT
MAYPOR-PW | UMA435000058 | SYSTEM VALVE, SV-3-HT-1908, GATE, 1, INCHES | K10 - Potable Water Utilities | K1010 - Production | K1010140 - Finished Water Storage | 1 | EA | 1/1/1985 00:00:00 |  | Mayport-Potable Water | PWD MAYPORT
MAYPOR-PW | UMA435000059 | RELIEF VALVE, SV-4-HT-1908, PRESSURE, .75, INCHES | K10 - Potable Water Utilities | K1010 - Production | K1010140 - Finished Water Storage | 1 | EA | 1/1/1985 00:00:00 |  | Mayport-Potable Water | PWD MAYPORT
MAYPOR-PW | UMA435000060 | SYSTEM VALVE, SV-5-HT-1908, BALL, .75, INCHES | K10 - Potable Water Utilities | K1010 - Production | K1010140 - Finished Water Storage | 1 | EA | 1/1/1985 00:00:00 |  | Mayport-Potable Water | PWD MAYPORT
MAYPOR-PW | UMA435000061 | SYSTEM VALVE, PV-24, CHECK, 16, INCHES | K10 - Potable Water Utilities | K1020 - Distribution | K1020110 - Pump Stations | 1 | EA | 1/1/1992 00:00:00 |  | Mayport-Potable Water | PWD MAYPORT
MAYPOR-PW | UMA435000062 | MOTOR, M-6, INDUCTION, 1760, 200, 460, 3-WIRE | K10 - Potable Water Utilities | K1020 - Distribution | K1020110 - Pump Stations | 1 | EA | 1/1/1992 00:00:00 |  | Mayport-Potable Water | PWD MAYPORT
MAYPOR-PW | UMA435000063 | MOTOR, M-UPV-1, INDUCTION, 1730, 5, 460, 3-WIRE | K10 - Potable Water Utilities | K1020 - Distribution | K1020110 - Pump Stations | 1 | EA | 1/1/1992 00:00:00 |  | Mayport-Potable Water | PWD MAYPORT
MAYPOR-PW | UMA435000064 | SYSTEM VALVE, PV-21, CHECK, 16, INCHES | K10 - Potable Water Utilities | K1020 - Distribution | K1020110 - Pump Stations | 1 | EA | 1/1/1992 00:00:00 |  | Mayport-Potable Water | PWD MAYPORT
MAYPOR-PW | UMA435000065 | MOTOR, M-5, INDUCTION, 1760, 200, 460, 3-WIRE | K10 - Potable Water Utilities | K1020 - Distribution | K1020110 - Pump Stations | 1 | EA | 1/1/1992 00:00:00 |  | Mayport-Potable Water | PWD MAYPORT
MAYPOR-PW | UMA435000067 | MOTOR, M-4, INDUCTION, 1775, 125, 460/230, 3-WIRE | K10 - Potable Water Utilities | K1020 - Distribution | K1020110 - Pump Stations | 1 | EA | 1/1/1992 00:00:00 |  | Mayport-Potable Water | PWD MAYPORT
MAYPOR-PW | UMA435000068 | MOTOR, M-3, INDUCTION, 1760, 200, 460, 3-WIRE | K10 - Potable Water Utilities | K1020 - Distribution | K1020110 - Pump Stations | 1 | EA | 1/1/1992 00:00:00 |  | Mayport-Potable Water | PWD MAYPORT
MAYPOR-PW | UMA435000069 | MOTOR, M-2, INDUCTION, 1775, 125, 460/230, 3-WIRE | K10 - Potable Water Utilities | K1020 - Distribution | K1020110 - Pump Stations | 1 | EA | 1/1/1992 00:00:00 |  | Mayport-Potable Water | PWD MAYPORT
MAYPOR-PW | UMA435000070 | MOTOR, M-1, INDUCTION, 1775, 125, 460/230, 3-WIRE | K10 - Potable Water Utilities | K1020 - Distribution | K1020110 - Pump Stations | 1 | EA | 1/1/1992 00:00:00 |  | Mayport-Potable Water | PWD MAYPORT
MAYPOR-PW | UMA435000071 | SYSTEM VALVE, PV-13, CHECK, 16, INCHES | K10 - Potable Water Utilities | K1020 - Distribution | K1020110 - Pump Stations | 1 | EA | 1/1/1992 00:00:00 |  | Mayport-Potable Water | PWD MAYPORT
MAYPOR-PW | UMA435000074 | RELIEF VALVE, SV-2-HT-1908, AIR RELEASE, 2, INCHES | K10 - Potable Water Utilities | K1010 - Production | K1010140 - Finished Water Storage | 1 | EA | 1/1/1992 00:00:00 |  | Mayport-Potable Water | PWD MAYPORT
MAYPOR-PW | UMA435000075 | SYSTEM VALVE, SV-6-1908, BALL, .75, INCHES | K10 - Potable Water Utilities | K1010 - Production | K1010150 - Preliminary Treatment | 1 | EA | 1/1/2008 00:00:00 |  | Mayport-Potable Water | PWD MAYPORT
MAYPOR-PW | UMA435000077 | SYSTEM VALVE, SV-7-1908, BALL, .75, INCHES | K10 - Potable Water Utilities | K1010 - Production | K1010150 - Preliminary Treatment | 1 | EA | 1/1/2008 00:00:00 |  | Mayport-Potable Water | PWD MAYPORT
MAYPOR-PW | UMA435000078 | SYSTEM VALVE, SV-8-1908, BALL, .75, INCHES | K10 - Potable Water Utilities | K1010 - Production | K1010150 - Preliminary Treatment | 1 | EA | 1/1/2008 00:00:00 |  | Mayport-Potable Water | PWD MAYPORT
MAYPOR-PW | UMA435000079 | SYSTEM VALVE, SV-9-1908, BALL, .75, INCHES | K10 - Potable Water Utilities | K1010 - Production | K1010150 - Preliminary Treatment | 1 | EA | 1/1/2008 00:00:00 |  | Mayport-Potable Water | PWD MAYPORT
MAYPOR-PW | UMA435000080 | SYSTEM VALVE, SV-10-1908, BALL, .75, INCHES | K10 - Potable Water Utilities | K1010 - Production | K1010150 - Preliminary Treatment | 1 | EA | 1/1/2008 00:00:00 |  | Mayport-Potable Water | PWD MAYPORT
MAYPOR-PW | UMA435000081 | SYSTEM VALVE, SV-11-1908, BALL, .75, INCHES | K10 - Potable Water Utilities | K1010 - Production | K1010150 - Preliminary Treatment | 1 | EA | 1/1/2008 00:00:00 |  | Mayport-Potable Water | PWD MAYPORT
MAYPOR-PW | UMA435000082 | SYSTEM VALVE, SV-12-1908, BALL, 2, INCHES | K10 - Potable Water Utilities | K1010 - Production | K1010150 - Preliminary Treatment | 1 | EA | 1/1/2008 00:00:00 |  | Mayport-Potable Water | PWD MAYPORT
MAYPOR-PW | UMA435000083 | SYSTEM VALVE, SV-13-1908, BALL, .75, INCHES | K10 - Potable Water Utilities | K1010 - Production | K1010150 - Preliminary Treatment | 1 | EA | 1/1/1992 00:00:00 |  | Mayport-Potable Water | PWD MAYPORT
MAYPOR-PW | UMA435000084 | SYSTEM VALVE, SV-13-1908, BALL, .75, INCHES | K10 - Potable Water Utilities | K1010 - Production | K1010150 - Preliminary Treatment | 1 | EA | 1/1/1992 00:00:00 |  | Mayport-Potable Water | PWD MAYPORT
MAYPOR-PW | UMA435000085 | SYSTEM VALVE, SV-14-1908, BALL, .75, INCHES | K10 - Potable Water Utilities | K1010 - Production | K1010150 - Preliminary Treatment | 1 | EA | 1/1/1992 00:00:00 |  | Mayport-Potable Water | PWD MAYPORT
MAYPOR-PW | UMA435000086 | RELIEF VALVE, SV-15-1908, PRESSURE, .75, INCHES | K10 - Potable Water Utilities | K1010 - Production | K1010150 - Preliminary Treatment | 1 | EA | 1/1/1992 00:00:00 |  | Mayport-Potable Water | PWD MAYPORT
MAYPOR-PW | UMA435000087 | RELIEF VALVE, SV-16-1908, PRESSURE, .75, INCHES | K10 - Potable Water Utilities | K1010 - Production | K1010150 - Preliminary Treatment | 1 | EA | 1/1/1992 00:00:00 |  | Mayport-Potable Water | PWD MAYPORT
MAYPOR-PW | UMA435000088 | RELIEF VALVE, SV-17-1908, PRESSURE, .75, INCHES | K10 - Potable Water Utilities | K1010 - Production | K1010150 - Preliminary Treatment | 1 | EA | 1/1/1992 00:00:00 |  | Mayport-Potable Water | PWD MAYPORT
MAYPOR-PW | UMA435000089 | SYSTEM VALVE, SV-2-HT-1908, BALL, .75, INCHES | K10 - Potable Water Utilities | K1010 - Production | K1010140 - Finished Water Storage | 1 | EA | 1/1/1992 00:00:00 |  | Mayport-Potable Water | PWD MAYPORT
MAYPOR-PW | UMA435000090 | SYSTEM VALVE, SV-4-HT-1908, BALL, .75, INCHES | K10 - Potable Water Utilities | K1010 - Production | K1010140 - Finished Water Storage | 1 | EA | 1/1/1992 00:00:00 |  | Mayport-Potable Water | PWD MAYPORT
MAYPOR-PW | UMA435000091 | SYSTEM VALVE, SV-6-HT-1908, BALL, .75, INCHES | K10 - Potable Water Utilities | K1010 - Production | K1010140 - Finished Water Storage | 1 | EA | 1/1/1992 00:00:00 |  | Mayport-Potable Water | PWD MAYPORT
MAYPOR-PW | UMA435000094 | SYSTEM VALVE, SV-1-1907, BALL, 2, INCHES | K10 - Potable Water Utilities | K1010 - Production | K1010150 - Preliminary Treatment | 1 | EA | 1/1/2008 00:00:00 |  | Mayport-Potable Water | PWD MAYPORT
MAYPOR-PW | UMA435000095 | SYSTEM VALVE, SV-2-1907, BALL, 2, INCHES | K10 - Potable Water Utilities | K1010 - Production | K1010150 - Preliminary Treatment | 1 | EA | 1/1/2008 00:00:00 |  | Mayport-Potable Water | PWD MAYPORT
MAYPOR-PW | UMA435000096 | SYSTEM VALVE, SV-5-1907, BALL, 2, INCHES | K10 - Potable Water Utilities | K1010 - Production | K1010150 - Preliminary Treatment | 1 | EA | 1/1/2008 00:00:00 |  | Mayport-Potable Water | PWD MAYPORT
MAYPOR-PW | UMA435000097 | SYSTEM VALVE, SV-3-1907, BALL, 2, INCHES | K10 - Potable Water Utilities | K1010 - Production | K1010150 - Preliminary Treatment | 1 | EA | 1/1/2008 00:00:00 |  | Mayport-Potable Water | PWD MAYPORT
MAYPOR-PW | UMA435000098 | FILTER, F-1-1907, STRAINER, GALLONS PER MINUTE | K10 - Potable Water Utilities | K1010 - Production | K1010150 - Preliminary Treatment | 1 | EA | 1/1/2008 00:00:00 |  | Mayport-Potable Water | PWD MAYPORT
MAYPOR-PW | UMA435000099 | SYSTEM VALVE, SV-A-1907, OTHER, .25, INCHES | K10 - Potable Water Utilities | K1010 - Production | K1010150 - Preliminary Treatment | 1 | EA | 1/1/2008 00:00:00 |  | Mayport-Potable Water | PWD MAYPORT
MAYPOR-PW | UMA435000100 | SYSTEM VALVE, SV-4A-1907, BALL, 2, INCHES | K10 - Potable Water Utilities | K1010 - Production | K1010150 - Preliminary Treatment | 1 | EA | 1/1/2008 00:00:00 |  | Mayport-Potable Water | PWD MAYPORT
MAYPOR-PW | UMA435000101 | SYSTEM VALVE, SV-4B-1907, BALL, 2, INCHES | K10 - Potable Water Utilities | K1010 - Production | K1010150 - Preliminary Treatment | 1 | EA | 1/1/2008 00:00:00 |  | Mayport-Potable Water | PWD MAYPORT
MAYPOR-PW | UMA435000102 | SYSTEM VALVE, SV-4C-1907, BALL, 2, INCHES | K10 - Potable Water Utilities | K1010 - Production | K1010150 - Preliminary Treatment | 1 | EA | 1/1/2008 00:00:00 |  | Mayport-Potable Water | PWD MAYPORT
MAYPOR-PW | UMA435000103 | SYSTEM VALVE, SV-4D-1907, BALL, 2, INCHES | K10 - Potable Water Utilities | K1010 - Production | K1010150 - Preliminary Treatment | 1 | EA | 1/1/2008 00:00:00 |  | Mayport-Potable Water | PWD MAYPORT
MAYPOR-PW | UMA435000104 | SYSTEM VALVE, SV-6A-1907, BALL, .75, INCHES | K10 - Potable Water Utilities | K1010 - Production | K1010150 - Preliminary Treatment | 1 | EA | 1/1/2008 00:00:00 |  | Mayport-Potable Water | PWD MAYPORT
MAYPOR-PW | UMA435000105 | SYSTEM VALVE, SV-6B-1907, BALL, .75, INCHES | K10 - Potable Water Utilities | K1010 - Production | K1010150 - Preliminary Treatment | 1 | EA | 1/1/2008 00:00:00 |  | Mayport-Potable Water | PWD MAYPORT
MAYPOR-PW | UMA435000118 | SYSTEM VALVE, SV-7-1907, BALL, 2, INCHES | K10 - Potable Water Utilities | K1010 - Production | K1010150 - Preliminary Treatment | 1 | EA | 1/1/2008 00:00:00 |  | Mayport-Potable Water | PWD MAYPORT
MAYPOR-PW | UMA435000119 | SYSTEM VALVE, SV-8-1907, BALL, 2, INCHES | K10 - Potable Water Utilities | K1010 - Production | K1010150 - Preliminary Treatment | 1 | EA | 1/1/2008 00:00:00 |  | Mayport-Potable Water | PWD MAYPORT
MAYPOR-PW | UMA435000120 | SYSTEM VALVE, SV-8A-1907, BALL, .75, INCHES | K10 - Potable Water Utilities | K1010 - Production | K1010150 - Preliminary Treatment | 1 | EA | 1/1/2008 00:00:00 |  | Mayport-Potable Water | PWD MAYPORT
MAYPOR-PW | UMA435000121 | SYSTEM VALVE, SV-8B-1907, BALL, .75, INCHES | K10 - Potable Water Utilities | K1010 - Production | K1010150 - Preliminary Treatment | 1 | EA | 1/1/2008 00:00:00 |  | Mayport-Potable Water | PWD MAYPORT
MAYPOR-PW | UMA435000122 | SYSTEM VALVE, SV-8C-1907, BALL, .75, INCHES | K10 - Potable Water Utilities | K1010 - Production | K1010150 - Preliminary Treatment | 1 | EA | 1/1/2008 00:00:00 |  | Mayport-Potable Water | PWD MAYPORT
MAYPOR-PW | UMA435000123 | SYSTEM VALVE, SV-8D-1907, BALL, .75, INCHES | K10 - Potable Water Utilities | K1010 - Production | K1010150 - Preliminary Treatment | 1 | EA | 1/1/2008 00:00:00 |  | Mayport-Potable Water | PWD MAYPORT
MAYPOR-PW | UMA435000124 | SYSTEM VALVE, SV-8E-1907, BALL, 2, INCHES | K10 - Potable Water Utilities | K1010 - Production | K1010150 - Preliminary Treatment | 1 | EA | 1/1/2008 00:00:00 |  | Mayport-Potable Water | PWD MAYPORT
MAYPOR-PW | UMA435000125 | SYSTEM VALVE, SV-8F-1907, BALL, .75, INCHES | K10 - Potable Water Utilities | K1010 - Production | K1010150 - Preliminary Treatment | 1 | EA | 1/1/2008 00:00:00 |  | Mayport-Potable Water | PWD MAYPORT
MAYPOR-PW | UMA435000126 | SYSTEM VALVE, SV-8G-1907, BALL, .75, INCHES | K10 - Potable Water Utilities | K1010 - Production | K1010150 - Preliminary Treatment | 1 | EA | 1/1/2008 00:00:00 |  | Mayport-Potable Water | PWD MAYPORT
MAYPOR-PW | UMA435000127 | SYSTEM VALVE, SV-8H-1907, BALL, .75, INCHES | K10 - Potable Water Utilities | K1010 - Production | K1010150 - Preliminary Treatment | 1 | EA | 1/1/2008 00:00:00 |  | Mayport-Potable Water | PWD MAYPORT
MAYPOR-PW | UMA435000128 | SYSTEM VALVE, SV-8I-1907, BALL, .75, INCHES | K10 - Potable Water Utilities | K1010 - Production | K1010150 - Preliminary Treatment | 1 | EA | 1/1/2008 00:00:00 |  | Mayport-Potable Water | PWD MAYPORT
MAYPOR-PW | UMA435000129 | SYSTEM VALVE, SV-8J-1907, BALL, .75, INCHES | K10 - Potable Water Utilities | K1010 - Production | K1010150 - Preliminary Treatment | 1 | EA | 1/1/2008 00:00:00 |  | Mayport-Potable Water | PWD MAYPORT
MAYPOR-PW | UMA435000130 | SYSTEM VALVE, SV-8K-1907, BALL, .75, INCHES | K10 - Potable Water Utilities | K1010 - Production | K1010150 - Preliminary Treatment | 1 | EA | 1/1/2008 00:00:00 |  | Mayport-Potable Water | PWD MAYPORT
MAYPOR-PW | UMA435000131 | SYSTEM VALVE, SV-8L-1907, BALL, .75, INCHES | K10 - Potable Water Utilities | K1010 - Production | K1010150 - Preliminary Treatment | 1 | EA | 1/1/2008 00:00:00 |  | Mayport-Potable Water | PWD MAYPORT
MAYPOR-PW | UMA435000132 | SYSTEM VALVE, SV-8M-1907, BALL, .75, INCHES | K10 - Potable Water Utilities | K1010 - Production | K1010150 - Preliminary Treatment | 1 | EA | 1/1/2008 00:00:00 |  | Mayport-Potable Water | PWD MAYPORT
MAYPOR-PW | UMA435000133 | SYSTEM VALVE, SC-8N-1907, BALL, .75, INCHES | K10 - Potable Water Utilities | K1010 - Production | K1010150 - Preliminary Treatment | 1 | EA | 1/1/2008 00:00:00 |  | Mayport-Potable Water | PWD MAYPORT
MAYPOR-PW | UMA435000134 | SYSTEM VALVE, SV-8O-1907, BALL, .75, INCHES | K10 - Potable Water Utilities | K1010 - Production | K1010150 - Preliminary Treatment | 1 | EA | 1/1/2008 00:00:00 |  | Mayport-Potable Water | PWD MAYPORT
MAYPOR-PW | UMA435000135 | SYSTEM VALVE, SV-9-1907, BALL, 2, INCHES | K10 - Potable Water Utilities | K1010 - Production | K1010150 - Preliminary Treatment | 1 | EA | 1/1/2008 00:00:00 |  | Mayport-Potable Water | PWD MAYPORT
MAYPOR-PW | UMA435000136 | SYSTEM VALVE, SV-9A-1907, BALL, .75, INCHES | K10 - Potable Water Utilities | K1010 - Production | K1010150 - Preliminary Treatment | 1 | EA | 1/1/2008 00:00:00 |  | Mayport-Potable Water | PWD MAYPORT
MAYPOR-PW | UMA435000137 | SYSTEM VALVE, SV-9B-1907, BALL, .75, INCHES | K10 - Potable Water Utilities | K1010 - Production | K1010150 - Preliminary Treatment | 1 | EA | 1/1/2008 00:00:00 |  | Mayport-Potable Water | PWD MAYPORT
MAYPOR-PW | UMA435000138 | SYSTEM VALVE, SV-9C-1908, BALL, .75, INCHES | K10 - Potable Water Utilities | K1010 - Production | K1010150 - Preliminary Treatment | 1 | EA | 1/1/2008 00:00:00 |  | Mayport-Potable Water | PWD MAYPORT
MAYPOR-PW | UMA435000139 | SYSTEM VALVE, SV-9D-1907, BALL, .75, INCHES | K10 - Potable Water Utilities | K1010 - Production | K1010150 - Preliminary Treatment | 1 | EA | 1/1/2008 00:00:00 |  | Mayport-Potable Water | PWD MAYPORT
MAYPOR-PW | UMA435000140 | SYSTEM VALVE, SV-9E-1907, BALL, .75, INCHES | K10 - Potable Water Utilities | K1010 - Production | K1010150 - Preliminary Treatment | 1 | EA | 1/1/2008 00:00:00 |  | Mayport-Potable Water | PWD MAYPORT
MAYPOR-PW | UMA435000141 | SYSTEM VALVE, SC-9F-1907, BALL, .75, INCHES | K10 - Potable Water Utilities | K1010 - Production | K1010150 - Preliminary Treatment | 1 | EA | 1/1/2008 00:00:00 |  | Mayport-Potable Water | PWD MAYPORT
MAYPOR-PW | UMA435000142 | SYSTEM VALVE, SV-9G-1907, BALL, .75, INCHES | K10 - Potable Water Utilities | K1010 - Production | K1010150 - Preliminary Treatment | 1 | EA | 1/1/2008 00:00:00 |  | Mayport-Potable Water | PWD MAYPORT
MAYPOR-PW | UMA435000143 | SYSTEM VALVE, SV-9H-1907, BALL, .75, INCHES | K10 - Potable Water Utilities | K1010 - Production | K1010150 - Preliminary Treatment | 1 | EA | 1/1/2008 00:00:00 |  | Mayport-Potable Water | PWD MAYPORT
MAYPOR-PW | UMA435000144 | SYSTEM VALVE, SV-9I-1907, BALL, .75, INCHES | K10 - Potable Water Utilities | K1010 - Production | K1010150 - Preliminary Treatment | 1 | EA | 1/1/2008 00:00:00 |  | Mayport-Potable Water | PWD MAYPORT
MAYPOR-PW | UMA435000145 | PUMP, P-1-1907, POSITIVE DISPLACEMENT, 15, GALLONS PER MINUTE | K10 - Potable Water Utilities | K1010 - Production | K1010280 - Plant Controls | 1 | EA | 1/1/2008 00:00:00 |  | Mayport-Potable Water | PWD MAYPORT
MAYPOR-PW | UMA435000146 | PUMP, P-2-1907, POSITIVE DISPLACEMENT, 15, GALLONS PER MINUTE | K10 - Potable Water Utilities | K1010 - Production | K1010280 - Plant Controls | 1 | EA | 1/1/2008 00:00:00 |  | Mayport-Potable Water | PWD MAYPORT
MAYPOR-PW | UMA435000147 | PUMP, P-3-1907, POSITIVE DISPLACEMENT, 5, GALLONS PER MINUTE | K10 - Potable Water Utilities | K1010 - Production | K1010280 - Plant Controls | 1 | EA | 1/1/2008 00:00:00 |  | Mayport-Potable Water | PWD MAYPORT
MAYPOR-PW | UMA435000148 | CONTROL SYSTEM, C-1-1907, CONTROL POWER | K10 - Potable Water Utilities | K1010 - Production | K1010150 - Preliminary Treatment | 1 | EA | 1/1/2008 00:00:00 |  | Mayport-Potable Water | PWD MAYPORT
MAYPOR-PW | UMA435000149 | CONTROL SYSTEM, C-2-1907, CONTROL POWER | K10 - Potable Water Utilities | K1010 - Production | K1010150 - Preliminary Treatment | 1 | EA | 1/1/2008 00:00:00 |  | Mayport-Potable Water | PWD MAYPORT
MAYPOR-PW | UMA435000150 | CONTROL SYSTEM, C-3-1907, CONTROL POWER | K10 - Potable Water Utilities | K1010 - Production | K1010150 - Preliminary Treatment | 1 | EA | 1/1/2008 00:00:00 |  | Mayport-Potable Water | PWD MAYPORT
MAYPOR-PW | UMA435000151 | INSTRUMENTATION, PM-1-1907, INDICATOR | K10 - Potable Water Utilities | K1010 - Production | K1010150 - Preliminary Treatment | 1 | EA | 1/1/2008 00:00:00 |  | Mayport-Potable Water | PWD MAYPORT
MAYPOR-PW | UMA435000152 | INSTRUMENTATION, PM-2-1907, INDICATOR | K10 - Potable Water Utilities | K1010 - Production | K1010150 - Preliminary Treatment | 1 | EA | 1/1/2008 00:00:00 |  | Mayport-Potable Water | PWD MAYPORT
MAYPOR-PW | UMA435000153 | INSTRUMENTATION, PM-3-1907, INDICATOR | K10 - Potable Water Utilities | K1010 - Production | K1010150 - Preliminary Treatment | 1 | EA | 1/1/2008 00:00:00 |  | Mayport-Potable Water | PWD MAYPORT
MAYPOR-PW | UMA435000154 | RELIEF VALVE, PRV-1-1907, PRESSURE, .75, INCHES | K10 - Potable Water Utilities | K1010 - Production | K1010150 - Preliminary Treatment | 1 | EA | 1/1/2008 00:00:00 |  | Mayport-Potable Water | PWD MAYPORT
MAYPOR-PW | UMA435000155 | RELIEF VALVE, PRV-2-1907, PRESSURE, .75, INCHES | K10 - Potable Water Utilities | K1010 - Production | K1010150 - Preliminary Treatment | 1 | EA | 1/1/2008 00:00:00 |  | Mayport-Potable Water | PWD MAYPORT
MAYPOR-PW | UMA435000156 | RELIEF VALVE, PRV-3-1907, PRESSURE, .75, INCHES | K10 - Potable Water Utilities | K1010 - Production | K1010150 - Preliminary Treatment | 1 | EA | 1/1/2008 00:00:00 |  | Mayport-Potable Water | PWD MAYPORT
MAYPOR-PW | UMA435000157 | CONTROL VALVE, FCV-1-907, FLOW CONTROL | K10 - Potable Water Utilities | K1010 - Production | K1010150 - Preliminary Treatment | 1 | EA | 1/1/2008 00:00:00 |  | Mayport-Potable Water | PWD MAYPORT
MAYPOR-PW | UMA435000158 | CONTROL VALVE, FCV-2-1907, FLOW CONTROL | K10 - Potable Water Utilities | K1010 - Production | K1010150 - Preliminary Treatment | 1 | EA | 1/1/2008 00:00:00 |  | Mayport-Potable Water | PWD MAYPORT
MAYPOR-PW | UMA435000159 | CONTROL VALVE, FCV-3-1907, FLOW CONTROL | K10 - Potable Water Utilities | K1010 - Production | K1010150 - Preliminary Treatment | 1 | EA | 1/1/2008 00:00:00 |  | Mayport-Potable Water | PWD MAYPORT
MAYPOR-PW | UMA435000161 | SYSTEM VALVE, SV-10-1907, BALL, .75, INCHES | K10 - Potable Water Utilities | K1010 - Production | K1010150 - Preliminary Treatment | 1 | EA | 1/1/2008 00:00:00 |  | Mayport-Potable Water | PWD MAYPORT
MAYPOR-PW | UMA435000162 | SYSTEM VALVE, SV-11-1907, BALL, .75, INCHES | K10 - Potable Water Utilities | K1010 - Production | K1010150 - Preliminary Treatment | 1 | EA | 1/1/2008 00:00:00 |  | Mayport-Potable Water | PWD MAYPORT
MAYPOR-PW | UMA435000163 | SYSTEM VALVE, SV-12-1907, BALL, .75, INCHES | K10 - Potable Water Utilities | K1010 - Production | K1010150 - Preliminary Treatment | 1 | EA | 1/1/2008 00:00:00 |  | Mayport-Potable Water | PWD MAYPORT
MAYPOR-PW | UMA435000164 | SYSTEM VALVE, SV-13-1907, BALL, .75, INCHES | K10 - Potable Water Utilities | K1010 - Production | K1010150 - Preliminary Treatment | 1 | EA | 1/1/2008 00:00:00 |  | Mayport-Potable Water | PWD MAYPORT
MAYPOR-PW | UMA435000166 | SYSTEM VALVE, BFP-1-1906A, CHECK, 2, INCHES | K10 - Potable Water Utilities | K1020 - Distribution | K1020110 - Pump Stations | 1 | EA | 1/1/2012 00:00:00 |  | Mayport-Potable Water | PWD MAYPORT
MAYPOR-PW | UMA435000409 | SYSTEM VALVE, 288-FV1, BUTTERFLY, 16, INCHES | K10 - Potable Water Utilities | K1020 - Distribution | K1020120 - Storage | 1 | EA | 1/1/1960 00:00:00 | TANK 288 FILL VALVE | Mayport-Potable Water | PWD MAYPORT
MAYPOR-PW | UMA435000410 | SYSTEM VALVE, 288-FV2, BUTTERFLY, 16, INCHES | K10 - Potable Water Utilities | K1020 - Distribution | K1020120 - Storage | 1 | EA | 1/1/1960 00:00:00 | WEST SIDE OF TANK 288 | Mayport-Potable Water | PWD MAYPORT
MAYPOR-PW | UMA435000411 | SYSTEM VALVE, 288-SV1, GATE, 4, INCHES | K10 - Potable Water Utilities | K1020 - Distribution | K1020120 - Storage | 1 | EA | 1/1/1960 00:00:00 | SOUTH SIDE OF TANK 288 | Mayport-Potable Water | PWD MAYPORT
RIBBAY-PW | S452906 | UEM,Hydrant, FH-1003, Dry-Barrel | K10 - Potable Water Utilities | K1020 - Distribution | K1020100 - Service Areas | 1 | EA | 1/1/1980 00:00:00 | CONSTITUTION COURT | Ribault Bay Village Housing-Potable Water | PWD MAYPORT
RIBBAY-PWRB | S452904 | UEM,Hydrant, FH-1001, Dry-Barrel | K10 - Potable Water Utilities | K1020 - Distribution | K1020100 - Service Areas | 1 | EA | 1/1/1980 00:00:00 | BUNKER HILL AND ASSISI | POTABLE WATER DISTRIBUTION | PWD MAYPORT
RIBBAY-PWRB | S452905 | UEM,Hydrant, FH-1002, Dry-Barrel | K10 - Potable Water Utilities | K1020 - Distribution | K1020100 - Service Areas | 1 | EA | 1/1/1980 00:00:00 | CONGRESS COURT & ASSISI | POTABLE WATER DISTRIBUTION | PWD MAYPORT
RIBBAY-PWRB | S452907 | UEM,Hydrant, FH-1004, Dry-Barrel | K10 - Potable Water Utilities | K1020 - Distribution | K1020100 - Service Areas | 1 | EA | 1/1/1980 00:00:00 | CONTINENTAL & TICONDEROGA | POTABLE WATER DISTRIBUTION | PWD MAYPORT
RIBBAY-PWRB | S452913 | UEM,Hydrant, FH-1005, Dry-Barrel | K10 - Potable Water Utilities | K1020 - Distribution | K1020100 - Service Areas | 1 | EA | 1/1/1980 00:00:00 | CROWN POINT CIR & TICONDEROGA | POTABLE WATER DISTRIBUTION | PWD MAYPORT
RIBBAY-PWRB | S452914 | UEM,Hydrant, FH-1006, Dry-Barrel | K10 - Potable Water Utilities | K1020 - Distribution | K1020100 - Service Areas | 1 | EA | 1/1/1980 00:00:00 | INDEPENDENCE CT & TICONDEROGA | POTABLE WATER DISTRIBUTION | PWD MAYPORT
RIBBAY-PWRB | S452915 | UEM,Hydrant, FH-1007, Dry-Barrel | K10 - Potable Water Utilities | K1020 - Distribution | K1020100 - Service Areas | 1 | EA | 1/1/1980 00:00:00 | 1034 LEXINGTON CT | POTABLE WATER DISTRIBUTION | PWD MAYPORT
RIBBAY-PWRB | S452917 | UEM,Hydrant, FH-1008, Dry-Barrel | K10 - Potable Water Utilities | K1020 - Distribution | K1020100 - Service Areas | 1 | EA | 1/1/1980 00:00:00 | LIBERTY CIR & TIGONDEROGA | POTABLE WATER DISTRIBUTION | PWD MAYPORT
RIBBAY-PWRB | S452918 | UEM,Hydrant, FH-1009, Dry-Barrel | K10 - Potable Water Utilities | K1020 - Distribution | K1020100 - Service Areas | 1 | EA | 1/1/1980 00:00:00 | MONMOUTH CT & ASSISI | POTABLE WATER DISTRIBUTION | PWD MAYPORT
RIBBAY-PWRB | S452919 | UEM,Hydrant, FH-1010, Dry-Barrel | K10 - Potable Water Utilities | K1020 - Distribution | K1020100 - Service Areas | 1 | EA | 1/1/1980 00:00:00 | 1048 PRINCETON CT | POTABLE WATER DISTRIBUTION | PWD MAYPORT
RIBBAY-PWRB | S452921 | UEM,Hydrant, FH-1011, Dry-Barrel | K10 - Potable Water Utilities | K1020 - Distribution | K1020100 - Service Areas | 1 | EA | 1/1/1980 00:00:00 | 100 SOUTH OF TRENTON | POTABLE WATER DISTRIBUTION | PWD MAYPORT
RIBBAY-PWRB | S452923 | UEM,Hydrant, FH-1012, Dry-Barrel | K10 - Potable Water Utilities | K1020 - Distribution | K1020100 - Service Areas | 1 | EA | 1/1/1980 00:00:00 | 1056 TRENTON CT | POTABLE WATER DISTRIBUTION | PWD MAYPORT
RIBBAY-PWRB | S452924 | UEM,Hydrant, FH-1013, Dry-Barrel | K10 - Potable Water Utilities | K1020 - Distribution | K1020100 - Service Areas | 1 | EA | 1/1/1980 00:00:00 | 1068 VALLEN FORGE CT | POTABLE WATER DISTRIBUTION | PWD MAYPORT
RIBBAY-PWRB | S452926 | UEM,Hydrant, FH-1014, Dry-Barrel | K10 - Potable Water Utilities | K1020 - Distribution | K1020100 - Service Areas | 1 | EA | 1/1/1980 00:00:00 | 1066 UNION CT | POTABLE WATER DISTRIBUTION | PWD MAYPORT
RIBBAY-PWRB | S452927 | UEM,Hydrant, FH-1015, Dry-Barrel | K10 - Potable Water Utilities | K1020 - Distribution | K1020100 - Service Areas | 1 | EA | 1/1/1980 00:00:00 | MONTREAL NORTH OF UNION | POTABLE WATER DISTRIBUTION | PWD MAYPORT
RIBBAY-PWRB | S452935 | UEM,Hydrant, FH-1022, Dry-Barrel | K10 - Potable Water Utilities | K1020 - Distribution | K1020100 - Service Areas | 1 | EA | 1/1/1980 00:00:00 | CDC BLDG #1960 | POTABLE WATER DISTRIBUTION | PWD MAYPORT
LEVEL II FRCS INVENTORY
Refer to Section C 1601000, Spec Item 3.3 - Other Recurring Services - Operation and Management of Facility Related Control Systems (FRCS)
Appears on Inventory List? | Quantity | Asset Number | Description
Level 2, Field Control System (IP):
| See Meter Inventory |  | AMI Meters and Encrypted Network/Server
Level 1 Field Control System, non-IP:
| 2 |  | HMI, Government Desktop SCADA Computers (Control Room primary and backup)
| 1 |  | HMI, Government Laptop Computer
| 1 |  | HMI, Government Workstation only for Government Records and Documentations (eMOR, Logs, Reports, O&M Manuals, SOPs, Drawings, etc.)
| 1 |  | PLC, Programmable Logic Controller (Pump Room)
| 1 |  | HMI, (Screen on PLC in Pump Room)
| 1 |  | PLC, Programmable Logic Controller (Chlorine Room)